## Pressure Plant
Items, Addresses and Inspection Dates by Schedule for Policy qla18u0020013000 - READING BOROUGH COUNCIL
Run By ANDREW CAREY
2025-10-14 15:55
Schedule | Address | PostCode | Location | Item Desc | SDC | SDC Desc & Capacity | SDC Status | Zurich Item No | Client Item No | Item Serial No | Last Visit | Next Intended Visit | Next Contractual Visit | Insp Type | Item status | Working Freq | Thorough Freq | Safe operational Limit
B0002 | CONTRACT SERVICES DEPT., 19 BENNET ROAD, READING., | RG2 0QX | Grounds Maintenance Shed. | 250 litres. | B7012 | AIR RECEIVER (ALL) | L | 15 |  | 01687/023 | Jun 13 2025 | Jun 12 2025 | Jun 12 2025 | T | NV | 26 | 26 | 12 bar.
B0002 | CONTRACT SERVICES DEPT., 19 BENNET ROAD, READING., | RG2 0QX | Grounds Maintenance Shed. | 250 litres. | B7012 | AIR RECEIVER (ALL) | L | 15 |  | 01687/023 | Jun 13 2025 | Jun 12 2025 | Jun 12 2025 | W | NV | 26 | 26 | 12 bar.
B0002 | CONTRACT SERVICES DEPT., 19 BENNET ROAD, READING., | RG2 0QX | Bin Lorry's Workshop | 250 litres. | B7012 | AIR RECEIVER (ALL) | L | 16 |  | 41359 | Apr 12 2023 | Jun 12 2025 | Jun 12 2025 | T | NV | 26 | 26 | 11 bar
B0002 | CONTRACT SERVICES DEPT., 19 BENNET ROAD, READING., | RG2 0QX | Bin Lorry's Workshop | 250 litres. | B7012 | AIR RECEIVER (ALL) | L | 16 |  | 41359 | Jun 13 2025 | Jun 12 2025 | Jun 12 2025 | W | NV | 26 | 26 | 11 bar
B0002 | CONTRACT SERVICES DEPT., 19 BENNET ROAD, READING., | RG2 0QX | Weigh Bridge Plant Room. | 200 litres. | B7012 | AIR RECEIVER (ALL) | L | 20 |  | 57362/001. | Apr 12 2023 | Jun 12 2025 | Jun 12 2025 | T | NV | 26 | 26 | 13 bar.
B0002 | CONTRACT SERVICES DEPT., 19 BENNET ROAD, READING., | RG2 0QX | Weigh Bridge Plant Room. | 200 litres. | B7012 | AIR RECEIVER (ALL) | L | 20 |  | 57362/001. | Jun 13 2025 | Jun 12 2025 | Jun 12 2025 | W | NV | 26 | 26 | 13 bar.
B0002 | CONTRACT SERVICES DEPT., 19 BENNET ROAD, READING., | RG2 0QX | Tanker Reg No. RK19 KRU. | (Horizontal) 8183 litres, Gully Emptier. | B7092 | ROAD TANKER (ALL) | L | 21 |  | 35364. | Aug 24 2023 | Oct 24 2025 | Oct 24 2025 | T | BD | 14 | 26 | 1.0 bar
B0002 | CONTRACT SERVICES DEPT., 19 BENNET ROAD, READING., | RG2 0QX | Tanker Reg No. RK19 KRU. | (Horizontal) 8183 litres, Gully Emptier. | B7092 | ROAD TANKER (ALL) | L | 21 |  | 35364. | Oct 22 2024 | Oct 24 2025 | Oct 24 2025 | W | BD | 14 | 26 | 1.0 bar
B0002 | CONTRACT SERVICES DEPT., 19 BENNET ROAD, READING., | RG2 0QX | Gardeners Workshop. | 150 litres. | B7012 | AIR RECEIVER (ALL) | L | 22 |  | L007726-19 | Apr 12 2023 | Jun 12 2025 | Jun 12 2025 | T | NV | 26 | 26 | 11 bar
B0002 | CONTRACT SERVICES DEPT., 19 BENNET ROAD, READING., | RG2 0QX | Gardeners Workshop. | 150 litres. | B7012 | AIR RECEIVER (ALL) | L | 22 |  | L007726-19 | Jun 13 2025 | Jun 12 2025 | Jun 12 2025 | W | NV | 26 | 26 | 11 bar
B0002 | CONTRACT SERVICES DEPT., 19 BENNET ROAD, READING., | RG2 0QX | Adhoc Workshop | 100 litres | B7012 | AIR RECEIVER (ALL) | L | 23 |  | 2320963 | Apr 12 2023 | Jun 12 2025 | Jun 12 2025 | T | NV | 26 | 26 | 11 bar
B0002 | CONTRACT SERVICES DEPT., 19 BENNET ROAD, READING., | RG2 0QX | Adhoc Workshop | 100 litres | B7012 | AIR RECEIVER (ALL) | L | 23 |  | 2320963 | Jun 13 2025 | Jun 12 2025 | Jun 12 2025 | W | NV | 26 | 26 | 11 bar
B0002 | CONTRACT SERVICES DEPT., 19 BENNET ROAD, READING., | RG2 0QX | Grounds Maintenance Shed. | 270 litres | B7012 | AIR RECEIVER (ALL) | L | 24 |  | LOT095892 |  |  |  | T | NV | 26 | 26 | 11 bar
B0002 | CONTRACT SERVICES DEPT., 19 BENNET ROAD, READING., | RG2 0QX | Grounds Maintenance Shed. | 270 litres | B7012 | AIR RECEIVER (ALL) | L | 24 |  | LOT095892 | Jan 31 2025 | Apr 12 2023 | Apr 12 2023 | W | NV | 26 | 26 | 11 bar
B0002 | CONTRACT SERVICES DEPT., 19 BENNET ROAD, READING., | RG2 0QX | Tanker Reg No. RK19 KRU. | Baffle Gaurd. | B7000 | PHOTOGRAPH - PS (All) | L | P/1 |  | n/a | Oct 22 2024 | Dec 22 2025 | Dec 22 2025 | T | BD | 12 | 14
B0002 | CONTRACT SERVICES DEPT., 19 BENNET ROAD, READING., | RG2 0QX | Tanker Reg No. RK19 KRU. | Baffle Gaurd. | B7000 | PHOTOGRAPH - PS (All) | L | P/1 |  | n/a |  |  |  | W | BD | 12 | 14
B0002 | CONTRACT SERVICES DEPT., 19 BENNET ROAD, READING., | RG2 0QX | Tanker Reg No. RK19 KRU. | n/a | B7014 | TRAINING - PS (All) | L | T/1 |  | n/a | Oct 22 2024 | Dec 22 2025 | Dec 22 2025 | T | OK | 12 | 14
B0002 | CONTRACT SERVICES DEPT., 19 BENNET ROAD, READING., | RG2 0QX | Tanker Reg No. RK19 KRU. | n/a | B7014 | TRAINING - PS (All) | L | T/1 |  | n/a |  |  |  | W | OK | 12 | 14
B0006 | CREMATORIUM, EMMER GREEN, READING., | RG4 5LP | Boiler Room | (Vertical) 150 litres, Heating System. Vessel No. 270510. Secondary He | B8162 | PRESSURISATION UNIT (ALL) | L | 02 |  | 270510 | Sep 3 2025 | Nov 3 2027 | Nov 3 2027 | T | OK | 26 | 26 | 6 bar, -10 to +70øC.
B0006 | CREMATORIUM, EMMER GREEN, READING., | RG4 5LP | Boiler Room | (Vertical) 150 litres, Heating System. Vessel No. 270510. Secondary He | B8162 | PRESSURISATION UNIT (ALL) | L | 02 |  | 270510 | Sep 3 2025 | Nov 3 2027 | Nov 3 2027 | W | OK | 26 | 26 | 6 bar, -10 to +70øC.
B0006 | CREMATORIUM, EMMER GREEN, READING., | RG4 5LP | Boiler Room | the Secondary Heating Circuit. DN20. | B9301 | PROTECTIVE DEVICES (All) | L | 03 |  | 5GB1-1810-130351. | Sep 2 2024 | Nov 2 2026 | Nov 2 2026 | T | OK | 26 | 26 | 3.1 bar.
B0006 | CREMATORIUM, EMMER GREEN, READING., | RG4 5LP | Boiler Room | the Secondary Heating Circuit. DN20. | B9301 | PROTECTIVE DEVICES (All) | L | 03 |  | 5GB1-1810-130351. | Sep 2 2024 | Nov 2 2026 | Nov 2 2026 | W | OK | 26 | 26 | 3.1 bar.
B0006 | CREMATORIUM, EMMER GREEN, READING., | RG4 5LP | West Chapel. | Ultracom 18sxi. | B8259 | Heating Boiler (All) | L | 05 | 2. | 210719001000245813. | Sep 3 2025 | Sep 3 2026 | Sep 3 2026 | T | OK | 12 | 12 | 3 bar.
B0006 | CREMATORIUM, EMMER GREEN, READING., | RG4 5LP | West Chapel. | Ultracom 18sxi. | B8259 | Heating Boiler (All) | L | 05 | 2. | 210719001000245813. |  |  |  | W | OK | 12 | 12 | 3 bar.
B0006 | CREMATORIUM, EMMER GREEN, READING., | RG4 5LP | Boiler Room | Gas Condensing. Type VU GB 806. | B8259 | Heating Boiler (All) | L | 11 |  | 2119100010767 | Sep 3 2025 | Sep 3 2026 | Sep 3 2026 | T | OK | 12 | 12 | 6 bar @ 85øc.
B0006 | CREMATORIUM, EMMER GREEN, READING., | RG4 5LP | Boiler Room | Gas Condensing. Type VU GB 806. | B8259 | Heating Boiler (All) | L | 11 |  | 2119100010767 |  |  |  | W | OK | 12 | 12 | 6 bar @ 85øc.
B0006 | CREMATORIUM, EMMER GREEN, READING., | RG4 5LP | Boiler Room | n/a | B8516 | HEAT EXCHANGER - Low Temperature Hot Water (All) | L | 12 |  | 5101168707-0005 | Sep 3 2025 | Sep 3 2026 | Sep 3 2026 | T | OK | 12 | 12 | 31 bar.
B0006 | CREMATORIUM, EMMER GREEN, READING., | RG4 5LP | Boiler Room | n/a | B8516 | HEAT EXCHANGER - Low Temperature Hot Water (All) | L | 12 |  | 5101168707-0005 |  |  |  | W | OK | 12 | 12 | 31 bar.
B0006 | CREMATORIUM, EMMER GREEN, READING., | RG4 5LP | Boiler Room | Primary Heating Circuit. 25 litres. | B8162 | PRESSURISATION UNIT (ALL) | L | 13 |  | 19U051781138. | Sep 3 2025 | Sep 3 2026 | Sep 3 2026 | T | OK | 12 | 12 | 10 bar
B0006 | CREMATORIUM, EMMER GREEN, READING., | RG4 5LP | Boiler Room | Primary Heating Circuit. 25 litres. | B8162 | PRESSURISATION UNIT (ALL) | L | 13 |  | 19U051781138. |  |  |  | W | OK | 12 | 12 | 10 bar
B0006 | CREMATORIUM, EMMER GREEN, READING., | RG4 5LP | New Office | Type C13 | B8259 | Heating Boiler (All) | L | 14 |  | 1300709532N8 | Sep 3 2025 | Sep 3 2026 | Sep 3 2026 | T | OK | 12 | 12 | 3 Bar Heating, 10 ba
B0006 | CREMATORIUM, EMMER GREEN, READING., | RG4 5LP | New Office | Type C13 | B8259 | Heating Boiler (All) | L | 14 |  | 1300709532N8 |  |  |  | W | OK | 12 | 12 | 3 Bar Heating, 10 ba
B0006 | CREMATORIUM, EMMER GREEN, READING., | RG4 5LP | Crematorium block | Ecotec pro. | B8259 | Heating Boiler (All) | L | 15 |  | 1300388151N1 | Sep 3 2025 | Sep 3 2026 | Sep 3 2026 | T | OK | 12 | 12 | 3 Bar Heating, 10 ba
B0006 | CREMATORIUM, EMMER GREEN, READING., | RG4 5LP | Crematorium block | Ecotec pro. | B8259 | Heating Boiler (All) | L | 15 |  | 1300388151N1 |  |  |  | W | OK | 12 | 12 | 3 Bar Heating, 10 ba
B0009 | HEXAGON THEATRE, CASTLE HILL, READING., | RG1 7UA | Boiler Room | Remeha Quinta 85. | B8259 | Heating Boiler (All) | L | 01.01 | No. 1. | 0709402820030 | May 8 2025 | May 8 2026 | May 8 2026 | T | BD | 12 | 12 | 4 bar.
B0009 | HEXAGON THEATRE, CASTLE HILL, READING., | RG1 7UA | Boiler Room | Remeha Quinta 85. | B8259 | Heating Boiler (All) | L | 01.01 | No. 1. | 0709402820030 |  |  |  | W | BD | 12 | 12 | 4 bar.
B0009 | HEXAGON THEATRE, CASTLE HILL, READING., | RG1 7UA | Boiler Room | Remeha Quinta 85. | B8259 | Heating Boiler (All) | L | 01.02 | No. 2. | 0708602779090 | May 8 2025 | May 8 2026 | May 8 2026 | T | BD | 12 | 12 | 4 bar.
B0009 | HEXAGON THEATRE, CASTLE HILL, READING., | RG1 7UA | Boiler Room | Remeha Quinta 85. | B8259 | Heating Boiler (All) | L | 01.02 | No. 2. | 0708602779090 |  |  |  | W | BD | 12 | 12 | 4 bar.
B0009 | HEXAGON THEATRE, CASTLE HILL, READING., | RG1 7UA | Boiler Room | Remeha Quinta 85. | B8259 | Heating Boiler (All) | L | 01.03 | No. 3. | 709400282000 | May 8 2025 | May 8 2026 | May 8 2026 | T | BD | 12 | 12 | 4 bar.
B0009 | HEXAGON THEATRE, CASTLE HILL, READING., | RG1 7UA | Boiler Room | Remeha Quinta 85. | B8259 | Heating Boiler (All) | L | 01.03 | No. 3. | 709400282000 |  |  |  | W | BD | 12 | 12 | 4 bar.
B0009 | HEXAGON THEATRE, CASTLE HILL, READING., | RG1 7UA | Boiler Room | Remeha Quinta 85. | B8259 | Heating Boiler (All) | L | 01.04 | No. 4. | 0708602779070 | May 8 2025 | May 8 2026 | May 8 2026 | T | BD | 12 | 12 | 4 bar.
B0009 | HEXAGON THEATRE, CASTLE HILL, READING., | RG1 7UA | Boiler Room | Remeha Quinta 85. | B8259 | Heating Boiler (All) | L | 01.04 | No. 4. | 0708602779070 |  |  |  | W | BD | 12 | 12 | 4 bar.
B0009 | HEXAGON THEATRE, CASTLE HILL, READING., | RG1 7UA | Boiler Room | Remeha Quinta 85. | B8259 | Heating Boiler (All) | L | 01.05 | No. 5. | 0708602779080 | May 8 2025 | May 8 2026 | May 8 2026 | T | BD | 12 | 12 | 4 bar.
B0009 | HEXAGON THEATRE, CASTLE HILL, READING., | RG1 7UA | Boiler Room | Remeha Quinta 85. | B8259 | Heating Boiler (All) | L | 01.05 | No. 5. | 0708602779080 |  |  |  | W | BD | 12 | 12 | 4 bar.
B0009 | HEXAGON THEATRE, CASTLE HILL, READING., | RG1 7UA | Boiler Room | Remeha Quinta 85. | B8259 | Heating Boiler (All) | L | 01.06 | No. 6. | 0709402820010 | May 8 2025 | May 8 2026 | May 8 2026 | T | BD | 12 | 12 | 4 bar.
B0009 | HEXAGON THEATRE, CASTLE HILL, READING., | RG1 7UA | Boiler Room | Remeha Quinta 85. | B8259 | Heating Boiler (All) | L | 01.06 | No. 6. | 0709402820010 |  |  |  | W | BD | 12 | 12 | 4 bar.
B0009 | HEXAGON THEATRE, CASTLE HILL, READING., | RG1 7UA | Boiler Room | Remeha Quinta 85. | B8259 | Heating Boiler (All) | L | 01.07 | No. 7. | 0709402820020 | May 8 2025 | May 8 2026 | May 8 2026 | T | BD | 12 | 12 | 4 bar.
B0009 | HEXAGON THEATRE, CASTLE HILL, READING., | RG1 7UA | Boiler Room | Remeha Quinta 85. | B8259 | Heating Boiler (All) | L | 01.07 | No. 7. | 0709402820020 |  |  |  | W | BD | 12 | 12 | 4 bar.
B0009 | HEXAGON THEATRE, CASTLE HILL, READING., | RG1 7UA | Boiler Room | Remeha Quinta 85. | B8259 | Heating Boiler (All) | L | 01.08 | No. 8. | 0708602779100 | May 8 2025 | May 8 2026 | May 8 2026 | T | BD | 12 | 12 | 4 bar.
B0009 | HEXAGON THEATRE, CASTLE HILL, READING., | RG1 7UA | Boiler Room | Remeha Quinta 85. | B8259 | Heating Boiler (All) | L | 01.08 | No. 8. | 0708602779100 |  |  |  | W | BD | 12 | 12 | 4 bar.
B0009 | HEXAGON THEATRE, CASTLE HILL, READING., | RG1 7UA | Spill Air Chamber | in association with the heating system. 800 Litres. | B8162 | PRESSURISATION UNIT (ALL) | L | 02.01 | PU 2 EV1. | FCST 800. | May 8 2025 | Jul 8 2027 | Jul 8 2027 | T | OK | 26 | 26 | 6 bar
B0009 | HEXAGON THEATRE, CASTLE HILL, READING., | RG1 7UA | Spill Air Chamber | in association with the heating system. 800 Litres. | B8162 | PRESSURISATION UNIT (ALL) | L | 02.01 | PU 2 EV1. | FCST 800. | May 8 2025 | Jul 8 2027 | Jul 8 2027 | W | OK | 26 | 26 | 6 bar
B0009 | HEXAGON THEATRE, CASTLE HILL, READING., | RG1 7UA | Spill Air Chamber | (Vertical) Chilled Water System. | B8162 | PRESSURISATION UNIT (ALL) | L | 02.03 | PU 1 EV1. | n/a | May 8 2025 | Jul 8 2027 | Jul 8 2027 | T | OK | 26 | 26 | 32 metres/head.
B0009 | HEXAGON THEATRE, CASTLE HILL, READING., | RG1 7UA | Spill Air Chamber | (Vertical) Chilled Water System. | B8162 | PRESSURISATION UNIT (ALL) | L | 02.03 | PU 1 EV1. | n/a | May 8 2025 | Jul 8 2027 | Jul 8 2027 | W | OK | 26 | 26 | 32 metres/head.
B0009 | HEXAGON THEATRE, CASTLE HILL, READING., | RG1 7UA | Ground Floor Plant Room. | in association with plate Heat Exchanger, Hot Water System. 80 Litres. | B8162 | PRESSURISATION UNIT (ALL) | L | 03 06 |  | B1859038/20 | May 8 2025 | Jul 8 2027 | Jul 8 2027 | T | OK | 26 | 26 | 10 bar, -10 to +100ø
B0009 | HEXAGON THEATRE, CASTLE HILL, READING., | RG1 7UA | Ground Floor Plant Room. | in association with plate Heat Exchanger, Hot Water System. 80 Litres. | B8162 | PRESSURISATION UNIT (ALL) | L | 03 06 |  | B1859038/20 | May 8 2025 | Jul 8 2027 | Jul 8 2027 | W | OK | 26 | 26 | 10 bar, -10 to +100ø
B0009 | HEXAGON THEATRE, CASTLE HILL, READING., | RG1 7UA | Ground Floor Plant Room. | in connection with Hot Water System. | B8516 | HEAT EXCHANGER - Low Temperature Hot Water (All) | L | 03.02 |  | 30106-25363 | May 8 2025 | May 8 2026 | May 8 2026 | T | BD | 12 | 12 | 10 bar.
B0009 | HEXAGON THEATRE, CASTLE HILL, READING., | RG1 7UA | Ground Floor Plant Room. | in connection with Hot Water System. | B8516 | HEAT EXCHANGER - Low Temperature Hot Water (All) | L | 03.02 |  | 30106-25363 |  |  |  | W | BD | 12 | 12 | 10 bar.
B0009 | HEXAGON THEATRE, CASTLE HILL, READING., | RG1 7UA | Scene Dock Lighting Store. | Gas Condensing, Type Eco Tech Plus 624. | B8259 | Heating Boiler (All) | L | 04.02 |  | 80617N9. | May 8 2025 | May 8 2026 | May 8 2026 | T | OK | 12 | 12 | 3 bar
B0009 | HEXAGON THEATRE, CASTLE HILL, READING., | RG1 7UA | Scene Dock Lighting Store. | Gas Condensing, Type Eco Tech Plus 624. | B8259 | Heating Boiler (All) | L | 04.02 |  | 80617N9. |  |  |  | W | OK | 12 | 12 | 3 bar
B0009 | HEXAGON THEATRE, CASTLE HILL, READING., | RG1 7UA | Scene Dock Lighting Store. | (Vertical) Heating System, 18 litres. | B8162 | PRESSURISATION UNIT (ALL) | L | 04.03 |  | 15P041304772. | May 8 2025 | May 8 2026 | May 8 2026 | T | OK | 12 | 12 | 3 bar
B0009 | HEXAGON THEATRE, CASTLE HILL, READING., | RG1 7UA | Scene Dock Lighting Store. | (Vertical) Heating System, 18 litres. | B8162 | PRESSURISATION UNIT (ALL) | L | 04.03 |  | 15P041304772. |  |  |  | W | OK | 12 | 12 | 3 bar
B0009 | HEXAGON THEATRE, CASTLE HILL, READING., | RG1 7UA | Cafeteria | (Horizontal) 11.5 litres. Expression Two. Boiler: 53036. 11.5 Litres. | B1084 | CATERING (Single item exam) | L | 05.03 |  | 77904. | Oct 7 2024 | Dec 7 2025 | Dec 7 2025 | T | OK | 14 | 14 | 1.8 bar.
B0009 | HEXAGON THEATRE, CASTLE HILL, READING., | RG1 7UA | Cafeteria | (Horizontal) 11.5 litres. Expression Two. Boiler: 53036. 11.5 Litres. | B1084 | CATERING (Single item exam) | L | 05.03 |  | 77904. | Oct 7 2024 | Dec 7 2025 | Dec 7 2025 | W | OK | 14 | 14 | 1.8 bar.
B0009 | HEXAGON THEATRE, CASTLE HILL, READING., | RG1 7UA | Boiler Room Roof. | Chilled Water Unit. Type LCX 364 CS. | B9550 | REFRIGERATION - PRESSURE SCHEDULES (All) | L | 06.01 |  | HF1509059430. |  |  |  | T | NV | 14 | 14 | 40.5 bar.
B0009 | HEXAGON THEATRE, CASTLE HILL, READING., | RG1 7UA | Boiler Room Roof. | Chilled Water Unit. Type LCX 364 CS. | B9550 | REFRIGERATION - PRESSURE SCHEDULES (All) | L | 06.01 |  | HF1509059430. | May 8 2025 | Nov 8 2016 | Nov 8 2016 | W | NV | 14 | 14 | 40.5 bar.
B0009 | HEXAGON THEATRE, CASTLE HILL, READING., | RG1 7UA | Ground Floor Foyer. | (Horizontal) Type IB7. Boiler: NF70151. | B1084 | CATERING (Single item exam) | L | 07.01 | R/H. | 89080 | Oct 7 2024 | Dec 7 2025 | Dec 7 2025 | T | OK | 14 | 14 | 1.8 bar.
B0009 | HEXAGON THEATRE, CASTLE HILL, READING., | RG1 7UA | Ground Floor Foyer. | (Horizontal) Type IB7. Boiler: NF70151. | B1084 | CATERING (Single item exam) | L | 07.01 | R/H. | 89080 | Oct 7 2024 | Dec 7 2025 | Dec 7 2025 | W | OK | 14 | 14 | 1.8 bar.
B0009 | HEXAGON THEATRE, CASTLE HILL, READING., | RG1 7UA | Ground Floor Foyer. | (Horizontal) Type IB7. NF70238.89081 | B1084 | CATERING (Single item exam) | L | 07.02 | L/H. | 89081 | Oct 7 2024 | Dec 7 2025 | Dec 7 2025 | T | OK | 14 | 14 | 1.8 bar.
B0009 | HEXAGON THEATRE, CASTLE HILL, READING., | RG1 7UA | Ground Floor Foyer. | (Horizontal) Type IB7. NF70238.89081 | B1084 | CATERING (Single item exam) | L | 07.02 | L/H. | 89081 | Oct 7 2024 | Dec 7 2025 | Dec 7 2025 | W | OK | 14 | 14 | 1.8 bar.
B0009 | HEXAGON THEATRE, CASTLE HILL, READING., | RG1 7UA | Boiler Room | boiler 1 and system pressurisation vessel (ES Item: 2.01). DN20. | B9301 | PROTECTIVE DEVICES (All) | L | 1.12 |  | 51806417 |  |  |  | T | NV | 14 | 26 | 3.0 bar
B0009 | HEXAGON THEATRE, CASTLE HILL, READING., | RG1 7UA | Boiler Room | boiler 1 and system pressurisation vessel (ES Item: 2.01). DN20. | B9301 | PROTECTIVE DEVICES (All) | L | 1.12 |  | 51806417 | May 8 2025 | May 2 2024 | May 2 2024 | W | NV | 14 | 26 | 3.0 bar
B0009 | HEXAGON THEATRE, CASTLE HILL, READING., | RG1 7UA | Boiler Room | boiler 2 and system pressurisation vessel (ES Item: 2.01).DN20. | B9301 | PROTECTIVE DEVICES (All) | L | 1.13 |  | 51806417 |  |  |  | T | NV | 14 | 26 | 3.0 bar
B0009 | HEXAGON THEATRE, CASTLE HILL, READING., | RG1 7UA | Boiler Room | boiler 2 and system pressurisation vessel (ES Item: 2.01).DN20. | B9301 | PROTECTIVE DEVICES (All) | L | 1.13 |  | 51806417 | May 8 2025 | May 2 2024 | May 2 2024 | W | NV | 14 | 26 | 3.0 bar
B0009 | HEXAGON THEATRE, CASTLE HILL, READING., | RG1 7UA | Boiler Room | boiler 3 and system pressurisation vessel (ES Item: 2.01). DN20. | B9301 | PROTECTIVE DEVICES (All) | L | 1.14 |  | 51806417 |  |  |  | T | NV | 14 | 26 | 3.0 bar
B0009 | HEXAGON THEATRE, CASTLE HILL, READING., | RG1 7UA | Boiler Room | boiler 3 and system pressurisation vessel (ES Item: 2.01). DN20. | B9301 | PROTECTIVE DEVICES (All) | L | 1.14 |  | 51806417 | May 8 2025 | May 2 2024 | May 2 2024 | W | NV | 14 | 26 | 3.0 bar
B0009 | HEXAGON THEATRE, CASTLE HILL, READING., | RG1 7UA | Boiler Room | boiler 4 and system pressurisation vessel (ES Item: 2.01). DN20. | B9301 | PROTECTIVE DEVICES (All) | L | 1.15 |  | 169228 |  |  |  | T | NV | 14 | 26 | 3.0 bar
B0009 | HEXAGON THEATRE, CASTLE HILL, READING., | RG1 7UA | Boiler Room | boiler 4 and system pressurisation vessel (ES Item: 2.01). DN20. | B9301 | PROTECTIVE DEVICES (All) | L | 1.15 |  | 169228 | May 8 2025 | May 2 2024 | May 2 2024 | W | NV | 14 | 26 | 3.0 bar
B0009 | HEXAGON THEATRE, CASTLE HILL, READING., | RG1 7UA | Boiler Room | boiler 5 and system pressurisation vessel (ES Item: 2.01). DN20. | B9301 | PROTECTIVE DEVICES (All) | L | 1.16 |  | 51806417 |  |  |  | T | NV | 14 | 26 | 3.0 bar
B0009 | HEXAGON THEATRE, CASTLE HILL, READING., | RG1 7UA | Boiler Room | boiler 5 and system pressurisation vessel (ES Item: 2.01). DN20. | B9301 | PROTECTIVE DEVICES (All) | L | 1.16 |  | 51806417 | May 8 2025 | May 2 2024 | May 2 2024 | W | NV | 14 | 26 | 3.0 bar
B0009 | HEXAGON THEATRE, CASTLE HILL, READING., | RG1 7UA | Boiler Room | boiler 6 and system pressurisation vessel (ES Item: 2.01). DN20. | B9301 | PROTECTIVE DEVICES (All) | L | 1.17 |  | 51806417 |  |  |  | T | NV | 14 | 26 | 3.0 bar
B0009 | HEXAGON THEATRE, CASTLE HILL, READING., | RG1 7UA | Boiler Room | boiler 6 and system pressurisation vessel (ES Item: 2.01). DN20. | B9301 | PROTECTIVE DEVICES (All) | L | 1.17 |  | 51806417 | May 8 2025 | May 2 2024 | May 2 2024 | W | NV | 14 | 26 | 3.0 bar
B0009 | HEXAGON THEATRE, CASTLE HILL, READING., | RG1 7UA | Boiler Room | boiler 7 and system pressurisation vessel (ES item: 2.01). DN20. | B9301 | PROTECTIVE DEVICES (All) | L | 1.18 |  | 51806417 |  |  |  | T | NV | 14 | 26 | 3.0 bar
B0009 | HEXAGON THEATRE, CASTLE HILL, READING., | RG1 7UA | Boiler Room | boiler 7 and system pressurisation vessel (ES item: 2.01). DN20. | B9301 | PROTECTIVE DEVICES (All) | L | 1.18 |  | 51806417 | May 8 2025 | May 2 2024 | May 2 2024 | W | NV | 14 | 26 | 3.0 bar
B0009 | HEXAGON THEATRE, CASTLE HILL, READING., | RG1 7UA | Boiler Room | boiler 8 and system pressurisation vessel (ES Item: 2.01). DN20. | B9301 | PROTECTIVE DEVICES (All) | L | 1.19 |  | 51826227 |  |  |  | T | NV | 14 | 26 | 3.0 bar
B0009 | HEXAGON THEATRE, CASTLE HILL, READING., | RG1 7UA | Boiler Room | boiler 8 and system pressurisation vessel (ES Item: 2.01). DN20. | B9301 | PROTECTIVE DEVICES (All) | L | 1.19 |  | 51826227 | May 8 2025 | May 2 2024 | May 2 2024 | W | NV | 14 | 26 | 3.0 bar
B0009 | HEXAGON THEATRE, CASTLE HILL, READING., | RG1 7UA | Ground Floor Plant Room. | in connection with chilled water circuit. | B9860 | STORAGE TANKS - WATER (Upto 1000 litre) | L | 6.02 |  | 4115-1001100.3-0101. | May 8 2025 | May 8 2026 | May 8 2026 | T | OK | 12 | 12 | 6 bar 95øC.
B0009 | HEXAGON THEATRE, CASTLE HILL, READING., | RG1 7UA | Ground Floor Plant Room. | in connection with chilled water circuit. | B9860 | STORAGE TANKS - WATER (Upto 1000 litre) | L | 6.02 |  | 4115-1001100.3-0101. |  |  |  | W | OK | 12 | 12 | 6 bar 95øC.
B0020 | READING MUSEUM AND TOWN HALL, BLAGRAVE STREET, READING, | RG1 1QH | The Pantry. | (Horizontal) 11 litres. Type IB7 2 Group. | B1084 | CATERING (Single item exam) | L | 02 |  | B3756 | Sep 29 2025 | Nov 29 2026 | Nov 29 2026 | T | OK | 14 | 14 | 1.8 bar.
B0020 | READING MUSEUM AND TOWN HALL, BLAGRAVE STREET, READING, | RG1 1QH | The Pantry. | (Horizontal) 11 litres. Type IB7 2 Group. | B1084 | CATERING (Single item exam) | L | 02 |  | B3756 | Sep 29 2025 | Nov 29 2026 | Nov 29 2026 | W | OK | 14 | 14 | 1.8 bar.
B0021 | BRISTOW COURT, HARLEY ROAD, CAVERSHAM, | RG4 8DA | Boiler Room. | No items to be included in a WSE. | B1000 | FACILITIES MANAGEMENT - PRESSURE (ALL) | L | ENR.01 |  | n/a | Jul 22 2025 | Jul 22 2026 | Jul 22 2026 | T | OK | 1 | 12
B0021 | BRISTOW COURT, HARLEY ROAD, CAVERSHAM, | RG4 8DA | Boiler Room. | No items to be included in a WSE. | B1000 | FACILITIES MANAGEMENT - PRESSURE (ALL) | L | ENR.01 |  | n/a |  |  |  | W | OK | 1 | 12
B0023 | DURHAM CLOSE, WHITLEY, READING, | RG2 8NS | Site. | No PSSR 2000 Items on site. | B1000 | FACILITIES MANAGEMENT - PRESSURE (ALL) | L | ENR.01 |  | n/a | Jun 28 2024 | Aug 28 2026 | Aug 28 2026 | T | OK | 1 | 26
B0023 | DURHAM CLOSE, WHITLEY, READING, | RG2 8NS | Site. | No PSSR 2000 Items on site. | B1000 | FACILITIES MANAGEMENT - PRESSURE (ALL) | L | ENR.01 |  | n/a |  |  |  | W | OK | 1 | 26
B0024 | THE OFFICE, 4 LIEBENROOD ROAD, READING, , | RG30 2DX | Site. | No Items to be included in a WSE. | B1000 | FACILITIES MANAGEMENT - PRESSURE (ALL) | L | ENR.01 |  | n/a | Jul 22 2025 | Jul 22 2026 | Jul 22 2026 | T | OK | 1 | 12
B0024 | THE OFFICE, 4 LIEBENROOD ROAD, READING, , | RG30 2DX | Site. | No Items to be included in a WSE. | B1000 | FACILITIES MANAGEMENT - PRESSURE (ALL) | L | ENR.01 |  | n/a |  |  |  | W | OK | 1 | 12
B0026 | CHRISTCHURCH COURT, 6-10 CHRISTCHURCH GARDENS, READING, | RG2 7AQ | External Boiler Room. | 500 Litre in connection with secondary LTHW circuit. | B8162 | PRESSURISATION UNIT (ALL) | L | 01.01 |  | 5218 | Jun 28 2024 | Aug 28 2026 | Aug 28 2026 | T | OK | 26 | 26 | 10 bar / -10øC to 99
B0026 | CHRISTCHURCH COURT, 6-10 CHRISTCHURCH GARDENS, READING, | RG2 7AQ | External Boiler Room. | 500 Litre in connection with secondary LTHW circuit. | B8162 | PRESSURISATION UNIT (ALL) | L | 01.01 |  | 5218 | Jun 28 2024 | Aug 28 2026 | Aug 28 2026 | W | OK | 26 | 26 | 10 bar / -10øC to 99
B0027 | CEDAR COURT, 30 WHITLEY RISE, READING, BERKSHIRE | RG2 0NS | Basement Boiler Room. | 300 Litre in connection with LTHW system. | B8162 | PRESSURISATION UNIT (ALL) | L | 01.01 |  | 16R091690773 | Jun 28 2024 | Aug 28 2026 | Aug 28 2026 | T | OK | 26 | 26 | 6 bar / -10øC to 70ø
B0027 | CEDAR COURT, 30 WHITLEY RISE, READING, BERKSHIRE | RG2 0NS | Basement Boiler Room. | 300 Litre in connection with LTHW system. | B8162 | PRESSURISATION UNIT (ALL) | L | 01.01 |  | 16R091690773 | Jun 28 2024 | Aug 28 2026 | Aug 28 2026 | W | OK | 26 | 26 | 6 bar / -10øC to 70ø
B0027 | CEDAR COURT, 30 WHITLEY RISE, READING, BERKSHIRE | RG2 0NS | Basement Boiler Room. | Boss 600 Litre in connection with LTHW system. | B8162 | PRESSURISATION UNIT (ALL) | L | 01.02 |  | 11159 | Jun 28 2024 | Aug 28 2026 | Aug 28 2026 | T | OK | 26 | 26 | 6 bar / -10øC to 70ø
B0027 | CEDAR COURT, 30 WHITLEY RISE, READING, BERKSHIRE | RG2 0NS | Basement Boiler Room. | Boss 600 Litre in connection with LTHW system. | B8162 | PRESSURISATION UNIT (ALL) | L | 01.02 |  | 11159 | Jun 28 2024 | Aug 28 2026 | Aug 28 2026 | W | OK | 26 | 26 | 6 bar / -10øC to 70ø
B0027 | CEDAR COURT, 30 WHITLEY RISE, READING, BERKSHIRE | RG2 0NS | Basement Boiler Room. | LTHW system. These safety valves are installed on the flow pipe work f | B9915 | PROTECTIVE DEVICES (ALL) | L | 01.03 |  | To be ascertained. |  |  |  | T | NV | 14 | 26 | 3 bar.
B0027 | CEDAR COURT, 30 WHITLEY RISE, READING, BERKSHIRE | RG2 0NS | Basement Boiler Room. | LTHW system. These safety valves are installed on the flow pipe work f | B9915 | PROTECTIVE DEVICES (ALL) | L | 01.03 |  | To be ascertained. | Jun 30 2025 | Jun 28 2024 | Jun 28 2024 | W | NV | 14 | 26 | 3 bar.
B0027 | CEDAR COURT, 30 WHITLEY RISE, READING, BERKSHIRE | RG2 0NS | Basement Boiler Room. | Redundant / Out of service plant. | B1000 | FACILITIES MANAGEMENT - PRESSURE (ALL) | L | ENR.01 |  | n/a | Jun 28 2024 | Aug 28 2026 | Aug 28 2026 | T | OK | 1 | 26
B0027 | CEDAR COURT, 30 WHITLEY RISE, READING, BERKSHIRE | RG2 0NS | Basement Boiler Room. | Redundant / Out of service plant. | B1000 | FACILITIES MANAGEMENT - PRESSURE (ALL) | L | ENR.01 |  | n/a |  |  |  | W | OK | 1 | 26
B0028 | TYRRELL COURT, THE DELL, READING, | RG1 4JS | Boiler Room. | Boss 200 Litre in connection with primary LTHW circuit. | B8162 | PRESSURISATION UNIT (ALL) | L | 01 |  | 11126 | Jul 24 2024 | Sep 24 2026 | Sep 24 2026 | T | OK | 26 | 26 | 6 bar / -10øC to 70ø
B0028 | TYRRELL COURT, THE DELL, READING, | RG1 4JS | Boiler Room. | Boss 200 Litre in connection with primary LTHW circuit. | B8162 | PRESSURISATION UNIT (ALL) | L | 01 |  | 11126 | Jul 24 2024 | Sep 24 2026 | Sep 24 2026 | W | OK | 26 | 26 | 6 bar / -10øC to 70ø
B0028 | TYRRELL COURT, THE DELL, READING, | RG1 4JS | Boiler Room. | LTHW primary circuit. These safety valves are installed on the boilers | B9914 | PROTECTIVE DEVICES (ALL) | L | 02 |  | To be ascertained. |  |  |  | T | NV | 14 | 26 | 6 bar, 110øC.
B0028 | TYRRELL COURT, THE DELL, READING, | RG1 4JS | Boiler Room. | LTHW primary circuit. These safety valves are installed on the boilers | B9914 | PROTECTIVE DEVICES (ALL) | L | 02 |  | To be ascertained. | Jul 30 2025 | Jul 24 2024 | Jul 24 2024 | W | NV | 14 | 26 | 6 bar, 110øC.
B0028 | TYRRELL COURT, THE DELL, READING, | RG1 4JS | Boiler Room. | in connection with secondary LTHW circuit. | B8162 | PRESSURISATION UNIT (ALL) | L | 03 |  | To be ascertained. |  |  |  | T | NV | 26 | 26 | To be ascertained.
B0028 | TYRRELL COURT, THE DELL, READING, | RG1 4JS | Boiler Room. | in connection with secondary LTHW circuit. | B8162 | PRESSURISATION UNIT (ALL) | L | 03 |  | To be ascertained. | Jul 30 2025 | Jul 24 2024 | Jul 24 2024 | W | NV | 26 | 26 | To be ascertained.
B0029 | TRINITY PLACE, READING, , | RG1 7NH | Basement Boiler Room. | Boss 100 Litre in connection with primary LTHW circuit. | B8162 | PRESSURISATION UNIT (ALL) | L | 01 |  | 11104 | Jul 18 2024 | Sep 18 2026 | Sep 18 2026 | T | OK | 26 | 26 | 6 bar.
B0029 | TRINITY PLACE, READING, , | RG1 7NH | Basement Boiler Room. | Boss 100 Litre in connection with primary LTHW circuit. | B8162 | PRESSURISATION UNIT (ALL) | L | 01 |  | 11104 | Jul 18 2024 | Sep 18 2026 | Sep 18 2026 | W | OK | 26 | 26 | 6 bar.
B0029 | TRINITY PLACE, READING, , | RG1 7NH | Basement Boiler Room. | LTHW system. These safety valves are installed the boilers. | B9914 | PROTECTIVE DEVICES (ALL) | L | 02 |  | To be ascertained. |  |  |  | T | NV | 14 | 26 | 6 bar.
B0029 | TRINITY PLACE, READING, , | RG1 7NH | Basement Boiler Room. | LTHW system. These safety valves are installed the boilers. | B9914 | PROTECTIVE DEVICES (ALL) | L | 02 |  | To be ascertained. | Jul 30 2025 | Jul 18 2024 | Jul 18 2024 | W | NV | 14 | 26 | 6 bar.
B0029 | TRINITY PLACE, READING, , | RG1 7NH | Basement Boiler Room. | Boss 300 Litre in connection with secondary LTHW system. | B8162 | PRESSURISATION UNIT (ALL) | L | 03 |  | 11137 | Jul 18 2024 | Sep 18 2026 | Sep 18 2026 | T | OK | 26 | 26 | 6 bar.
B0029 | TRINITY PLACE, READING, , | RG1 7NH | Basement Boiler Room. | Boss 300 Litre in connection with secondary LTHW system. | B8162 | PRESSURISATION UNIT (ALL) | L | 03 |  | 11137 | Jul 18 2024 | Sep 18 2026 | Sep 18 2026 | W | OK | 26 | 26 | 6 bar.
B0029 | TRINITY PLACE, READING, , | RG1 7NH | Basement Boiler Room. | secondary LTHW circult. This safety valve is insatlled in the pipe wor | B9301 | PROTECTIVE DEVICES (All) | L | 04 |  | To be ascertained. |  |  |  | T | NV | 14 | 26 | 3 bar.
B0029 | TRINITY PLACE, READING, , | RG1 7NH | Basement Boiler Room. | secondary LTHW circult. This safety valve is insatlled in the pipe wor | B9301 | PROTECTIVE DEVICES (All) | L | 04 |  | To be ascertained. | Jul 30 2025 | Jul 18 2024 | Jul 18 2024 | W | NV | 14 | 26 | 3 bar.
B0030 | ST STEPHENS COURT, READING, , | RG1 3HB | Boiler Room. | Boss 100 Litre in coonection with LTHW system. | B8162 | PRESSURISATION UNIT (ALL) | L | 01 |  | 11104 | Jul 17 2024 | Sep 17 2026 | Sep 17 2026 | T | OK | 26 | 26 | 6 bar.
B0030 | ST STEPHENS COURT, READING, , | RG1 3HB | Boiler Room. | Boss 100 Litre in coonection with LTHW system. | B8162 | PRESSURISATION UNIT (ALL) | L | 01 |  | 11104 | Jul 17 2024 | Sep 17 2026 | Sep 17 2026 | W | OK | 26 | 26 | 6 bar.
B0030 | ST STEPHENS COURT, READING, , | RG1 3HB | Boiler Room. | Boss 100 Litre in connection with LTHW. | B8162 | PRESSURISATION UNIT (ALL) | L | 02 | R/H | 11104 | Jul 17 2024 | Sep 17 2026 | Sep 17 2026 | T | OK | 26 | 26 | 6 bar.
B0030 | ST STEPHENS COURT, READING, , | RG1 3HB | Boiler Room. | Boss 100 Litre in connection with LTHW. | B8162 | PRESSURISATION UNIT (ALL) | L | 02 | R/H | 11104 | Jul 17 2024 | Sep 17 2026 | Sep 17 2026 | W | OK | 26 | 26 | 6 bar.
B0030 | ST STEPHENS COURT, READING, , | RG1 3HB | Boiler Room. | LTHW system. These safety valves are installed on the 3 boilers. | B9915 | PROTECTIVE DEVICES (ALL) | L | 03 |  | To be ascertained. |  |  |  | T | NV | 14 | 26 | 6 bar.
B0030 | ST STEPHENS COURT, READING, , | RG1 3HB | Boiler Room. | LTHW system. These safety valves are installed on the 3 boilers. | B9915 | PROTECTIVE DEVICES (ALL) | L | 03 |  | To be ascertained. | Jul 30 2025 | Jul 17 2024 | Jul 17 2024 | W | NV | 14 | 26 | 6 bar.
B0031 | WOODLANDS COURT, HOWTH DRIVE, WOODLEY, READING BERKSHIRE | RG5 3EY | Boiler Room. | Items not required to be included on this schedule. | B1000 | FACILITIES MANAGEMENT - PRESSURE (ALL) | L | ENR.01 |  | n/a | Jul 22 2025 | Jul 22 2026 | Jul 22 2026 | T | OK | 1 | 12
B0031 | WOODLANDS COURT, HOWTH DRIVE, WOODLEY, READING BERKSHIRE | RG5 3EY | Boiler Room. | Items not required to be included on this schedule. | B1000 | FACILITIES MANAGEMENT - PRESSURE (ALL) | L | ENR.01 |  | n/a |  |  |  | W | OK | 1 | 12
B0032 | WEIRSIDE COURT, ORTS ROAD, READING, BERKSHIRE | RG1 3JS | Boiler Room. | 300 Litre in connection with secondary LTHW circuit. | B8162 | PRESSURISATION UNIT (ALL) | L | 01 |  | 72730 | Jul 30 2025 | Jul 18 2024 | Jul 18 2024 | T | NV | 26 | 26 | 10 bar.
B0032 | WEIRSIDE COURT, ORTS ROAD, READING, BERKSHIRE | RG1 3JS | Boiler Room. | 300 Litre in connection with secondary LTHW circuit. | B8162 | PRESSURISATION UNIT (ALL) | L | 01 |  | 72730 | Jul 30 2025 | Jul 18 2024 | Jul 18 2024 | W | NV | 26 | 26 | 10 bar.

## Lifting Plant
Items, Addresses and Inspection Dates by Schedule for Policy qla18u0020013010 - READING BOROUGH COUNCIL
Run By ANDREW CAREY
2025-10-14 15:56
Schedule | Address | PostCode | Location | Item Desc | SDC | SDC Desc & Capacity | SDC Status | Zurich Item No | Client Item No | Item Serial No | Last Visit | Next Intended Visit | Next Contractual Visit | Insp Type | Item status | Working Freq | Thorough Freq | Safe operational Limit
L0003 | TRINITY PLACE, READING, , | RG1 7 | Lift A Motor Room | n/a | L2020 | RUNWAY (< 20 ft) | L | 515617 | 515617 | 515617 | Apr 23 2025 | Oct 23 2025 | Oct 23 2025 | T | OK |  | 6 | 1250 kg
L0003 | TRINITY PLACE, READING, , | RG1 7 | Lift A Motor Room | n/a | L2020 | RUNWAY (< 20 ft) | L | 515617/1 | 515617/1 | 515617/1 | Jul 24 2025 | Jan 24 2026 | Jan 24 2026 | T | OK |  | 6 | 1250 kg kg
L0003 | TRINITY PLACE, READING, , | RG1 7 | End of Corridor | 4 Floor | L4304 | LIFT (4 Floors) | L | 6014000098 | 6014000098 | 6014000098 | Apr 23 2025 | Oct 23 2025 | Oct 23 2025 | T | BD |  | 6 | 375 kg OR 5 Persons
L0003 | TRINITY PLACE, READING, , | RG1 7 | Top of Lift Shaft | n/a | L2020 | RUNWAY (< 20 ft) | L | BLT-0222-16 | BLT-0222-16 | BLT-0222-16 | Apr 23 2025 | Oct 23 2025 | Oct 23 2025 | T | OK |  | 6 | 2000 kg
L0003 | TRINITY PLACE, READING, , | RG1 7 | Hallway | 4 Floor | L4304 | LIFT (4 Floors) | L | Lift A | Lift A | Lift A | Jul 24 2025 | Jan 24 2026 | Jan 24 2026 | T | BD |  | 6 | 8 Persons OR 630 kg
L0004 | PATRIOTS PLACE, ORTS ROAD, READING., | RG1 3JW | Lobby | 4 Floor | L4304 | LIFT (4 Floors) | L | 71155 | 71155 | 71155 | Sep 16 2025 | Mar 16 2026 | Mar 16 2026 | T | BD |  | 6 | 8 Persons OR 630 kg
L0005 | ST. STEPHENS COURT, RUPERT STREET, READING., | RG1 3HB | Entrance | 3 Floor | L4303 | LIFT (2/3 Floors) | L | 00004 | 00004 | 1128 | Aug 12 2025 | Feb 12 2026 | Feb 12 2026 | T | BD |  | 6 | 5 Persons OR 375 kg
L0006 | BURFORD COURT, CAROLINE STREET, READING., | RG1 7DT | Top of Lift Shaft | n/a | L2020 | RUNWAY (< 20 ft) | L | 13121 | 13121 | 13121 | Sep 16 2025 | Mar 16 2026 | Mar 16 2026 | T | OK |  | 6 | 1000 kg
L0006 | BURFORD COURT, CAROLINE STREET, READING., | RG1 7DT | Communal Lobby | 3 Floor Direct Acting | L4303 | LIFT (2/3 Floors) | L | 71154 | 71154 | 71154 | Sep 16 2025 | Mar 16 2026 | Mar 16 2026 | T | BD |  | 6 | 8 Persons OR 600 kg
L0007 | 205 WENSLEY ROAD, READING, BERKSHIRE, | RG1 6ED | Motor Room | n/a | L2020 | RUNWAY (< 20 ft) | L | 19299 | 19299 | 19299 | Jun 13 2025 | Dec 13 2025 | Dec 13 2025 | T | OK |  | 6 | 1 tonne
L0007 | 205 WENSLEY ROAD, READING, BERKSHIRE, | RG1 6ED | Motor Room | n/a | L2020 | RUNWAY (< 20 ft) | L | 19300 | 19300 | 19300 | Jun 13 2025 | Dec 13 2025 | Dec 13 2025 | T | OK |  | 6 | 1 tonne
L0007 | 205 WENSLEY ROAD, READING, BERKSHIRE, | RG1 6ED | Motor Room | n/a | L2020 | RUNWAY (< 20 ft) | L | 19301 | 19301 | 19301 | Jun 13 2025 | Dec 13 2025 | Dec 13 2025 | T | OK |  | 6 | 1 tonne
L0007 | 205 WENSLEY ROAD, READING, BERKSHIRE, | RG1 6ED | Motor Room | n/a | L2020 | RUNWAY (< 20 ft) | L | 19302 | 19302 | 19302 | Jun 13 2025 | Dec 13 2025 | Dec 13 2025 | T | OK |  | 6 | 1 tonne
L0007 | 205 WENSLEY ROAD, READING, BERKSHIRE, | RG1 6ED | Even Floors Riversley Court | 15 Floor | L4315 | LIFT (15 Floors) | L | 4659 | Lift A | 4659 | Jun 13 2025 | Dec 13 2025 | Dec 13 2025 | T | AN |  | 6 | 8 Persons OR 600 kg
L0007 | 205 WENSLEY ROAD, READING, BERKSHIRE, | RG1 6ED | Odd Floors Riversley Court | 14 Floor | L4314 | LIFT (14 Floors) | L | 4661 | Lift B | 4661 | Jun 13 2025 | Dec 13 2025 | Dec 13 2025 | T | BD |  | 6 | 8 Persons OR 600 kg
L0008 | 193 WENSLEY ROAD, READING, BERKSHIRE, | RG1 6EA | As Above | n/a | L7013 | TRAINING - LC (All) | L | 08/07/2025 |  | n/a | Jul 8 2025 | Jan 8 2026 | Jan 8 2026 | T | CA |  | 6
L0008 | 193 WENSLEY ROAD, READING, BERKSHIRE, | RG1 6EA | Motor Room | n/a | L2020 | RUNWAY (< 20 ft) | L | 1834 | 1834 | 1834 | Jul 8 2025 | Jan 8 2026 | Jan 8 2026 | T | OK |  | 6 | 1000 kg
L0008 | 193 WENSLEY ROAD, READING, BERKSHIRE, | RG1 6EA | Motor Room | n/a | L2020 | RUNWAY (< 20 ft) | L | 1835 | 1835 | 1835 | Jul 8 2025 | Jan 8 2026 | Jan 8 2026 | T | OK |  | 6 | 1000 kg
L0008 | 193 WENSLEY ROAD, READING, BERKSHIRE, | RG1 6EA | Motor Room | n/a | L2020 | RUNWAY (< 20 ft) | L | 19167 | 19167 | 19167 | Jul 8 2025 | Jan 8 2026 | Jan 8 2026 | T | OK |  | 6 | 1 tonne
L0008 | 193 WENSLEY ROAD, READING, BERKSHIRE, | RG1 6EA | Motor Room | n/a | L2020 | RUNWAY (< 20 ft) | L | 19168 (1833) | 19168 (1833) | 19168 (1833) | Jul 8 2025 | Jan 8 2026 | Jan 8 2026 | T | OK |  | 6 | 1 tonne
L0008 | 193 WENSLEY ROAD, READING, BERKSHIRE, | RG1 6EA | Foyer | 15 Floor (Even Only) | L4315 | LIFT (15 Floors) | L | L4657 | L4657 | MJ0501.19/2012 | Jul 8 2025 | Jan 8 2026 | Jan 8 2026 | T | BD |  | 6 | 8 Persons OR 600 kg
L0008 | 193 WENSLEY ROAD, READING, BERKSHIRE, | RG1 6EA | Foyer | 14 Floor (Odd Only) | L4315 | LIFT (15 Floors) | L | L4658 | L4658 | L4658 | Aug 15 2025 | Feb 15 2026 | Feb 15 2026 | T | OK |  | 6 | 8 Persons OR 630 kg
L0009 | 203 WENSLEY ROAD, READING, BERKS, | RG1 6EB | Motor Room | n/a | L2020 | RUNWAY (< 20 ft) | L | 19806 | 19806 | 19806 | Jun 12 2025 | Dec 12 2025 | Dec 12 2025 | T | OK |  | 6 | 1 tonne
L0009 | 203 WENSLEY ROAD, READING, BERKS, | RG1 6EB | Motor Room | n/a | L2020 | RUNWAY (< 20 ft) | L | 19807 | 19807 | 19807 | Jun 12 2025 | Dec 12 2025 | Dec 12 2025 | T | OK |  | 6 | 1 tonne
L0009 | 203 WENSLEY ROAD, READING, BERKS, | RG1 6EB | Motor Room | n/a | L2020 | RUNWAY (< 20 ft) | L | 19808 | 19808 | 19808 | Jun 12 2025 | Dec 12 2025 | Dec 12 2025 | T | OK |  | 6 | 1 tonne
L0009 | 203 WENSLEY ROAD, READING, BERKS, | RG1 6EB | Motor Room | n/a | L2020 | RUNWAY (< 20 ft) | L | 19809 | 19809 | 19809 | Jun 12 2025 | Dec 12 2025 | Dec 12 2025 | T | OK |  | 6 | 1 tonne
L0009 | 203 WENSLEY ROAD, READING, BERKS, | RG1 6EB | Even Floors Irving Court | 15 Floor | L4315 | LIFT (15 Floors) | L | Lift A | 00002 | 4655 | Jun 12 2025 | Dec 12 2025 | Dec 12 2025 | T | BD |  | 6 | 8 Persons OR 600 kg
L0009 | 203 WENSLEY ROAD, READING, BERKS, | RG1 6EB | Odd Floors Irving Court | 14 Floor | L4314 | LIFT (14 Floors) | L | Lift B | 00005 | 1780044 / 4656 | Jun 12 2025 | Dec 12 2025 | Dec 12 2025 | T | AN |  | 6 | 8 Persons OR 600 kg
L0010 | 42 GRANVILLE ROAD, READING, BERKSHIRE, | RG30 3QB | Lift A | 8 Floor | L4308 | LIFT (8 Floors) | L | 4665 | Lift A | MJ0394.19/2011 | May 9 2025 | Nov 9 2025 | Nov 9 2025 | T | AN |  | 6 | 600 kg OR 8 Persons
L0010 | 42 GRANVILLE ROAD, READING, BERKSHIRE, | RG30 3QB | Lift B | 8 floor | L4308 | LIFT (8 Floors) | L | Lift B | Lift B | CP72066 | May 9 2025 | Nov 9 2025 | Nov 9 2025 | T | AN |  | 6 | 8 Persons OR 630 kg
L0010 | 42 GRANVILLE ROAD, READING, BERKSHIRE, | RG30 3QB | Lift A | Motor Room | L2020 | RUNWAY (< 20 ft) | L | R1 | None | 23894 | May 9 2025 | Nov 9 2025 | Nov 9 2025 | T | OK |  | 6 | 1 tonne
L0011 | 38 GRANVILLE ROAD, READING, BERKSHIRE, | RG30 3QA | Lift B | 8 Floor | L4308 | LIFT (8 Floors) | L | 00004 | 00004 | 89648-87/CP72065 | May 2 2025 | Nov 2 2025 | Nov 2 2025 | T | AN |  | 6 | 8 Persons OR 630 kg
L0011 | 38 GRANVILLE ROAD, READING, BERKSHIRE, | RG30 3QA | Lift A | Serving 8 Floors. | L4308 | LIFT (8 Floors) | L | Lift A | Lift A | MJ0508.19/2012 | May 2 2025 | Nov 2 2025 | Nov 2 2025 | T | AN |  | 6 | 8 Persons OR 600 kg
L0011 | 38 GRANVILLE ROAD, READING, BERKSHIRE, | RG30 3QA | Lift A | Motor Room | L2020 | RUNWAY (< 20 ft) | L | R1 | LGH456 | 23893 | May 2 2025 | Nov 2 2025 | Nov 2 2025 | T | OK |  | 6 | 1 tonne
L0012 | 34 GRANVILLE ROAD, READING, BERKSHIRE, | RG30 3PZ | Lift A | 8 Floor | L4308 | LIFT (8 Floors) | L | 4662 | 00004 | MJ0502.19/2012 | May 2 2025 | Nov 2 2025 | Nov 2 2025 | T | BD |  | 6 | 8 Persons OR 600 kg
L0012 | 34 GRANVILLE ROAD, READING, BERKSHIRE, | RG30 3PZ | Lift B | 8 floor | L4308 | LIFT (8 Floors) | L | CP72064 | CP72064 | CP72064 | May 2 2025 | Nov 2 2025 | Nov 2 2025 | T | BD |  | 6 | 8 Persons OR 630 kg
L0012 | 34 GRANVILLE ROAD, READING, BERKSHIRE, | RG30 3PZ | Lift A | Motor Room | L2020 | RUNWAY (< 20 ft) | L | R1 | LGH455 | 23892 | May 2 2025 | Nov 2 2025 | Nov 2 2025 | T | OK |  | 6 | 1 tonne
L0013 | 28 GRANVILLE ROAD, READING, BERKSHIRE, | RG30 3QE | Lift A | Motor Room | L2020 | RUNWAY (< 20 ft) | L | 23891 | 23891 | 23891 | May 9 2025 | Nov 9 2025 | Nov 9 2025 | T | OK |  | 6 | 1 tonne
L0013 | 28 GRANVILLE ROAD, READING, BERKSHIRE, | RG30 3QE | Lift A | 8 Floor | L4308 | LIFT (8 Floors) | L | Lift A | Not Applicable | Lift A | May 9 2025 | Nov 9 2025 | Nov 9 2025 | T | AN |  | 6 | 8 Persons OR 600 kg
L0013 | 28 GRANVILLE ROAD, READING, BERKSHIRE, | RG30 3QE | Lift B | Serving 8 Floors | L4308 | LIFT (8 Floors) | L | Lift B | Not Applicable | CP72063 | May 9 2025 | Nov 9 2025 | Nov 9 2025 | T | AN |  | 6 | 8 Persons OR 630 kg
L0013 | 28 GRANVILLE ROAD, READING, BERKSHIRE, | RG30 3QE | Lift B | Motor Room | L2020 | RUNWAY (< 20 ft) | L | R2 | G1 | 22132 | May 9 2025 | Nov 9 2025 | Nov 9 2025 | T | OK |  | 6 | 200 kg
L0014 | HEXAGON THEATRE, READING (L/G), BERKSHIRE, | RG1 7UA | As Above | n/a | L1000 | FACILITIES MANAGEMENT - LIFTING (ALL) | L | 07/10/2025 |  | n/a | Oct 7 2025 | Oct 7 2026 | Oct 7 2026 | T | OK |  | 12
L0014 | HEXAGON THEATRE, READING (L/G), BERKSHIRE, | RG1 7UA | As Above | n/a | L1000 | FACILITIES MANAGEMENT - LIFTING (ALL) | L | 08/10/2025 |  | n/a | Oct 8 2025 | Oct 8 2026 | Oct 8 2026 | T | OK |  | 12
L0014 | HEXAGON THEATRE, READING (L/G), BERKSHIRE, | RG1 7UA | Above Stage. | V Form ENBR | L1251 | HARNESS (ALL) | L | 106260111-129 | 106260111-129 | 106260111-129 | Jul 22 2025 | Jan 22 2026 | Jan 22 2026 | T | OK |  | 6 | 1 Person
L0014 | HEXAGON THEATRE, READING (L/G), BERKSHIRE, | RG1 7UA | Store. | 5m | L1015 | SLING (All) | L | 1204/00076 | 1204/00076 | 1204/00076 | Jul 23 2025 | Jan 23 2026 | Jan 23 2026 | T | OK |  | 6 | 306 kg
L0014 | HEXAGON THEATRE, READING (L/G), BERKSHIRE, | RG1 7UA | Stores. | n/a | L6013 | Tagging - S3 (300 cable ties) (300) | L | 20/01/2025 |  | n/a | Jul 23 2025 | Jan 23 2026 | Jan 23 2026 | T | OK |  | 6
L0014 | HEXAGON THEATRE, READING (L/G), BERKSHIRE, | RG1 7UA | Above Stage. | n/a | L1251 | HARNESS (ALL) | L | 21160582/093 | 21160582/093 | 21160582/093 | Jul 22 2025 | Jan 22 2026 | Jan 22 2026 | T | OK |  | 6 | 1 Person
L0014 | HEXAGON THEATRE, READING (L/G), BERKSHIRE, | RG1 7UA | Above Stage. | n/a | L1251 | HARNESS (ALL) | L | 21185397/029 | 21185397/029 | 21185397/029 | Jul 22 2025 | Jan 22 2026 | Jan 22 2026 | T | OK |  | 6 | 1 Person
L0014 | HEXAGON THEATRE, READING (L/G), BERKSHIRE, | RG1 7UA | Store. | X Type | L1121 | SHACKLE (ALL) | L | 217 | 217 | 217 | Jul 22 2025 | Jan 22 2026 | Jan 22 2026 | T | OK |  | 6 | 3.25 ton
L0014 | HEXAGON THEATRE, READING (L/G), BERKSHIRE, | RG1 7UA | Store. | 2 metre | L1015 | SLING (All) | L | 2502/079/061 | 2502/079/061 | 2502/079/061 | Jul 23 2025 | Jan 23 2026 | Jan 23 2026 | T | OK |  | 6 | 250 kg
L0014 | HEXAGON THEATRE, READING (L/G), BERKSHIRE, | RG1 7UA | Store. | 2 metre | L1015 | SLING (All) | L | 2502/079/062 | 2502/079/062 | 2502/079/062 | Jul 23 2025 | Jan 23 2026 | Jan 23 2026 | T | OK |  | 6 | 250 kg
L0014 | HEXAGON THEATRE, READING (L/G), BERKSHIRE, | RG1 7UA | Store. | 2 metre | L1015 | SLING (All) | L | 2502/079/063 | 2502/079/063 | 2502/079/063 | Jul 23 2025 | Jan 23 2026 | Jan 23 2026 | T | OK |  | 6 | 250 kg
L0014 | HEXAGON THEATRE, READING (L/G), BERKSHIRE, | RG1 7UA | Store. | n/a | L1011 | SLING (ALL) | L | BS012 | 18 | RK5118 | Jul 22 2025 | Jan 22 2026 | Jan 22 2026 | T | OK |  | 6 | 2000 kg
L0014 | HEXAGON THEATRE, READING (L/G), BERKSHIRE, | RG1 7UA | Store. | n/a | L1011 | SLING (ALL) | L | BS013 | 3 | RK5120 | Jul 22 2025 | Jan 22 2026 | Jan 22 2026 | T | OK |  | 6 | 2000 kg
L0014 | HEXAGON THEATRE, READING (L/G), BERKSHIRE, | RG1 7UA | Store. | n/a | L1011 | SLING (ALL) | L | BS015 | 12 | RK5110 | Jul 22 2025 | Jan 22 2026 | Jan 22 2026 | T | OK |  | 6 | 2000 kg
L0014 | HEXAGON THEATRE, READING (L/G), BERKSHIRE, | RG1 7UA | Store. | n/a | L1011 | SLING (ALL) | L | BS016 | 17 | RK5121 | Jul 22 2025 | Jan 22 2026 | Jan 22 2026 | T | OK |  | 6 | 2000 kg
L0014 | HEXAGON THEATRE, READING (L/G), BERKSHIRE, | RG1 7UA | Store. | n/a | L1011 | SLING (ALL) | L | BS017 | 16 | RK5115 | Jul 22 2025 | Jan 22 2026 | Jan 22 2026 | T | OK |  | 6 | 2000 kg
L0014 | HEXAGON THEATRE, READING (L/G), BERKSHIRE, | RG1 7UA | Store. | n/a | L1011 | SLING (ALL) | L | BS019 | 25 | F9849 | Jul 22 2025 | Jan 22 2026 | Jan 22 2026 | T | OK |  | 6 | 2000 kg
L0014 | HEXAGON THEATRE, READING (L/G), BERKSHIRE, | RG1 7UA | Store. | n/a | L1011 | SLING (ALL) | L | BS020 | RK5461 | RK5461 | Jul 22 2025 | Jan 22 2026 | Jan 22 2026 | T | OK |  | 6 | 2000 kg
L0014 | HEXAGON THEATRE, READING (L/G), BERKSHIRE, | RG1 7UA | Store. | n/a | L1011 | SLING (ALL) | L | BS025 | 22 | G4038 | Jul 22 2025 | Jan 22 2026 | Jan 22 2026 | T | OK |  | 6 | 2000 kg
L0014 | HEXAGON THEATRE, READING (L/G), BERKSHIRE, | RG1 7UA | Store. | n/a | L1011 | SLING (ALL) | L | BS028 | 19 | RK5462 | Jul 22 2025 | Jan 22 2026 | Jan 22 2026 | T | OK |  | 6 | 2000 kg
L0014 | HEXAGON THEATRE, READING (L/G), BERKSHIRE, | RG1 7UA | Store. | n/a | L1011 | SLING (ALL) | L | BS029 | 30 | RK5466 | Jul 22 2025 | Jan 22 2026 | Jan 22 2026 | T | OK |  | 6 | 2000 kg
L0014 | HEXAGON THEATRE, READING (L/G), BERKSHIRE, | RG1 7UA | Store. | n/a | L1011 | SLING (ALL) | L | BS030 | 31 | RK5465 | Jul 22 2025 | Jan 22 2026 | Jan 22 2026 | T | OK |  | 6 | 2000 kg
L0014 | HEXAGON THEATRE, READING (L/G), BERKSHIRE, | RG1 7UA | Store. | n/a | L1011 | SLING (ALL) | L | BS031 | 26 | 000458839 | Jul 22 2025 | Jan 22 2026 | Jan 22 2026 | T | OK |  | 6 | 2000 kg
L0014 | HEXAGON THEATRE, READING (L/G), BERKSHIRE, | RG1 7UA | Store. | n/a | L1011 | SLING (ALL) | L | BS033 | 32 | 000458838 | Jul 22 2025 | Jan 22 2026 | Jan 22 2026 | T | OK |  | 6 | 2000 kg
L0014 | HEXAGON THEATRE, READING (L/G), BERKSHIRE, | RG1 7UA | Store. | n/a | L1011 | SLING (ALL) | L | BS037 | 34 | 000458842 | Jul 22 2025 | Jan 22 2026 | Jan 22 2026 | T | OK |  | 6 | 2000 kg
L0014 | HEXAGON THEATRE, READING (L/G), BERKSHIRE, | RG1 7UA | Store. | n/a | L1011 | SLING (ALL) | L | BS045 | 54 | NR00294 | Jul 22 2025 | Jan 22 2026 | Jan 22 2026 | T | OK |  | 6 | 2000 kg
L0014 | HEXAGON THEATRE, READING (L/G), BERKSHIRE, | RG1 7UA | Store. | 5 metre | L1011 | SLING (ALL) | L | BS047 | 43 | 00291 | Aug 18 2025 | Feb 18 2026 | Feb 18 2026 | T | OK |  | 6 | 2000 kg
L0014 | HEXAGON THEATRE, READING (L/G), BERKSHIRE, | RG1 7UA | Store. | 2 Metres | L1011 | SLING (ALL) | L | BS058 | 2 | RK5112 | Jul 22 2025 | Jan 22 2026 | Jan 22 2026 | T | OK |  | 6 | 2000 kg
L0014 | HEXAGON THEATRE, READING (L/G), BERKSHIRE, | RG1 7UA | Store. | 2 Metres | L1011 | SLING (ALL) | L | BS061 | 13 BS001 | RK5116 | Jul 22 2025 | Jan 22 2026 | Jan 22 2026 | T | OK |  | 6 | 2000 kg
L0014 | HEXAGON THEATRE, READING (L/G), BERKSHIRE, | RG1 7UA | Store. | n/a | L1011 | SLING (ALL) | L | BS065 | 39 | 104402 | Jul 22 2025 | Jan 22 2026 | Jan 22 2026 | T | OK |  | 6 | 2000 kg
L0014 | HEXAGON THEATRE, READING (L/G), BERKSHIRE, | RG1 7UA | Store. | n/a | L1011 | SLING (ALL) | L | BS066 | 45 | 312644 | Jul 22 2025 | Jan 22 2026 | Jan 22 2026 | T | OK |  | 6 | 2 tonne
L0014 | HEXAGON THEATRE, READING (L/G), BERKSHIRE, | RG1 7UA | Store. | 3 Metres | L1011 | SLING (ALL) | L | BS069 | 69 | 000458843 | Jul 22 2025 | Jan 22 2026 | Jan 22 2026 | T | OK |  | 6 | 2000 kg
L0014 | HEXAGON THEATRE, READING (L/G), BERKSHIRE, | RG1 7UA | Store. | Black Sheathing | L1015 | SLING (All) | L | BS070 | W08219 | W08219 | Aug 18 2025 | Feb 18 2026 | Feb 18 2026 | T | OK |  | 6 | 2 tonne
L0014 | HEXAGON THEATRE, READING (L/G), BERKSHIRE, | RG1 7UA | Store. | 6 metre | L1011 | SLING (ALL) | L | BS072 | 002243735 | 002243735 | Jul 22 2025 | Jan 22 2026 | Jan 22 2026 | T | AN |  | 6 | 2000 kg
L0014 | HEXAGON THEATRE, READING (L/G), BERKSHIRE, | RG1 7UA | Store. | 5 Metres | L1011 | SLING (ALL) | L | BS073 | 002209371 | 002209371 | Jul 22 2025 | Jan 22 2026 | Jan 22 2026 | T | OK |  | 6 | 2000 kg
L0014 | HEXAGON THEATRE, READING (L/G), BERKSHIRE, | RG1 7UA | Store. | 5 Metres | L1011 | SLING (ALL) | L | BS074 | 002209376 | 002209376 | Jul 22 2025 | Jan 22 2026 | Jan 22 2026 | T | OK |  | 6 | 2000 kg
L0014 | HEXAGON THEATRE, READING (L/G), BERKSHIRE, | RG1 7UA | Store. | 2.5 metre | L1011 | SLING (ALL) | L | BS075 | BS075 | 002209375 | Aug 18 2025 | Feb 18 2026 | Feb 18 2026 | T | OK |  | 6 | 2000 kg
L0014 | HEXAGON THEATRE, READING (L/G), BERKSHIRE, | RG1 7UA | Store. | 5 metre | L1011 | SLING (ALL) | L | BS076 | 002209369 | 002209369 | Jul 22 2025 | Jan 22 2026 | Jan 22 2026 | T | OK |  | 6 | 2000 kg
L0014 | HEXAGON THEATRE, READING (L/G), BERKSHIRE, | RG1 7UA | Store. | 5 Metres | L1011 | SLING (ALL) | L | BS077 | 002209370 | 002209370 | Jul 22 2025 | Jan 22 2026 | Jan 22 2026 | T | OK |  | 6 | 2000 kg
L0014 | HEXAGON THEATRE, READING (L/G), BERKSHIRE, | RG1 7UA | Store. | 5 Metres | L1011 | SLING (ALL) | L | BS078 | 002209372 | 002209372 | Jul 22 2025 | Jan 22 2026 | Jan 22 2026 | T | OK |  | 6 | 2000 kg
L0014 | HEXAGON THEATRE, READING (L/G), BERKSHIRE, | RG1 7UA | Store. | 4 Metres | L1011 | SLING (ALL) | L | BS079 | 002221229 | 002221229 | Jul 22 2025 | Jan 22 2026 | Jan 22 2026 | T | OK |  | 6 | 2000 kg
L0014 | HEXAGON THEATRE, READING (L/G), BERKSHIRE, | RG1 7UA | Store. | Black Sheathing | L1015 | SLING (All) | L | BS081 | W08221 | W08221 | Aug 18 2025 | Feb 18 2026 | Feb 18 2026 | T | OK |  | 6 | 2 tonne
L0014 | HEXAGON THEATRE, READING (L/G), BERKSHIRE, | RG1 7UA | Store. | n/a | L1011 | SLING (ALL) | L | BS083 | 002243734 | 002243734 | Jul 22 2025 | Jan 22 2026 | Jan 22 2026 | T | OK |  | 6 | 2000 kg
L0014 | HEXAGON THEATRE, READING (L/G), BERKSHIRE, | RG1 7UA | Store. | 6 Metres | L1011 | SLING (ALL) | L | BS084 | 002243732 | 002243732 | Jul 22 2025 | Jan 22 2026 | Jan 22 2026 | T | OK |  | 6 | 2000 kg
L0014 | HEXAGON THEATRE, READING (L/G), BERKSHIRE, | RG1 7UA | Store. | n/a | L1011 | SLING (ALL) | L | BS086 | 312622 | 312622 | Jul 22 2025 | Jan 22 2026 | Jan 22 2026 | T | OK |  | 6 | 2 tonne
L0014 | HEXAGON THEATRE, READING (L/G), BERKSHIRE, | RG1 7UA | Store. | Black sheathing | L1015 | SLING (All) | L | BS088 | W08199 | W08199 | Jul 22 2025 | Jan 22 2026 | Jan 22 2026 | T | OK |  | 6 | 2 tonne
L0014 | HEXAGON THEATRE, READING (L/G), BERKSHIRE, | RG1 7UA | Store. | Black Sheathing | L1015 | SLING (All) | L | BS089 | W08208 | W08208 | Aug 18 2025 | Feb 18 2026 | Feb 18 2026 | T | OK |  | 6 | 2 tonne
L0014 | HEXAGON THEATRE, READING (L/G), BERKSHIRE, | RG1 7UA | Store. | Black Sheathing | L1015 | SLING (All) | L | BS091 | W08200 | W08200 | Aug 18 2025 | Feb 18 2026 | Feb 18 2026 | T | OK |  | 6 | 2 tonne
L0014 | HEXAGON THEATRE, READING (L/G), BERKSHIRE, | RG1 7UA | Store. | Black Sheathing | L1015 | SLING (All) | L | BS092 | W08220 | W08220 | Aug 18 2025 | Feb 18 2026 | Feb 18 2026 | T | OK |  | 6 | 2 tonne
L0014 | HEXAGON THEATRE, READING (L/G), BERKSHIRE, | RG1 7UA | Store. | Black sheathing | L1015 | SLING (All) | L | BS093 | W18119 | W18119 | Jul 22 2025 | Jan 22 2026 | Jan 22 2026 | T | OK |  | 6 | 2 tonne
L0014 | HEXAGON THEATRE, READING (L/G), BERKSHIRE, | RG1 7UA | Store. | Black sheathing | L1015 | SLING (All) | L | BS095 | W18118 | W18118 | Jul 22 2025 | Jan 22 2026 | Jan 22 2026 | T | OK |  | 6 | 2 tonne
L0014 | HEXAGON THEATRE, READING (L/G), BERKSHIRE, | RG1 7UA | Store. | Black sheathing | L1015 | SLING (All) | L | BS096 | W18136 | W18136 | Jul 22 2025 | Jan 22 2026 | Jan 22 2026 | T | OK |  | 6 | 2 tonne
L0014 | HEXAGON THEATRE, READING (L/G), BERKSHIRE, | RG1 7UA | Store. | Black sheathing | L1015 | SLING (All) | L | BS097 | W181117 | W18117 | Jul 22 2025 | Jan 22 2026 | Jan 22 2026 | T | OK |  | 6 | 2 tonne
L0014 | HEXAGON THEATRE, READING (L/G), BERKSHIRE, | RG1 7UA | Store. | Black sheathing | L1015 | SLING (All) | L | BS300 | W25256 | W25256 | Jul 22 2025 | Jan 22 2026 | Jan 22 2026 | T | OK |  | 6 | 2 tonne
L0014 | HEXAGON THEATRE, READING (L/G), BERKSHIRE, | RG1 7UA | Store. | Black sheathing | L1015 | SLING (All) | L | BS301 | W25254 | W25254 | Jul 22 2025 | Jan 22 2026 | Jan 22 2026 | T | OK |  | 6 | 2 tonne
L0014 | HEXAGON THEATRE, READING (L/G), BERKSHIRE, | RG1 7UA | Store. | Black sheathing | L1015 | SLING (All) | L | BS302 | W25258 | W25258 | Jul 22 2025 | Jan 22 2026 | Jan 22 2026 | T | OK |  | 6 | 2 tonne
L0014 | HEXAGON THEATRE, READING (L/G), BERKSHIRE, | RG1 7UA | Store. | Black sheathing | L1015 | SLING (All) | L | BS303 | W25257 | W25257 | Jul 22 2025 | Jan 22 2026 | Jan 22 2026 | T | OK |  | 6 | 2 tonne
L0014 | HEXAGON THEATRE, READING (L/G), BERKSHIRE, | RG1 7UA | Store. | 4 Metres | L1011 | SLING (ALL) | L | BS306 | L154486 | L154486 | Jul 22 2025 | Jan 22 2026 | Jan 22 2026 | T | OK |  | 6 | 2 tonne
L0014 | HEXAGON THEATRE, READING (L/G), BERKSHIRE, | RG1 7UA | Store. | n/a | L1011 | SLING (ALL) | L | BS307 | L154488 | L154488 | Jul 22 2025 | Jan 22 2026 | Jan 22 2026 | T | OK |  | 6 | 2 tonne
L0014 | HEXAGON THEATRE, READING (L/G), BERKSHIRE, | RG1 7UA | Store. | 4 metre | L1011 | SLING (ALL) | L | BS308 | L153967 | L153967 | Jul 22 2025 | Jan 22 2026 | Jan 22 2026 | T | OK |  | 6 | 2 tonne
L0014 | HEXAGON THEATRE, READING (L/G), BERKSHIRE, | RG1 7UA | Store. | n/a | L1011 | SLING (ALL) | L | BS309 | L154492 | L154492 | Jul 22 2025 | Jan 22 2026 | Jan 22 2026 | T | OK |  | 6 | 2 tonne
L0014 | HEXAGON THEATRE, READING (L/G), BERKSHIRE, | RG1 7UA | General Use. | n/a | L2111 | BLOCKS (All) | L | CB001 | 00017 | JA2147 | Jul 23 2025 | Jan 23 2026 | Jan 23 2026 | T | OK |  | 6 | 1 t
L0014 | HEXAGON THEATRE, READING (L/G), BERKSHIRE, | RG1 7UA | General Use. | n/a | L2111 | BLOCKS (All) | L | CB002 | 00022 | ST2CY 292 | Jul 23 2025 | Jan 23 2026 | Jan 23 2026 | T | OK |  | 6 | 500 kg
L0014 | HEXAGON THEATRE, READING (L/G), BERKSHIRE, | RG1 7UA | General Use. | Chain s/n 49957 | L2111 | BLOCKS (All) | L | CB003 | 00026 | ST2CY 304 | Jul 23 2025 | Jan 23 2026 | Jan 23 2026 | T | OK |  | 6 | 500 kg
L0014 | HEXAGON THEATRE, READING (L/G), BERKSHIRE, | RG1 7UA | General Use. | n/a | L2111 | BLOCKS (All) | L | CB005 | 00025 | ST2CY 302 | Jul 23 2025 | Jan 23 2026 | Jan 23 2026 | T | OK |  | 6 | 500 kg
L0014 | HEXAGON THEATRE, READING (L/G), BERKSHIRE, | RG1 7UA | General Use. | n/a | L2111 | BLOCKS (All) | L | CB006 | 00024 | ST2CY 295 | Jul 23 2025 | Jan 23 2026 | Jan 23 2026 | T | OK |  | 6 | 500 kg
L0014 | HEXAGON THEATRE, READING (L/G), BERKSHIRE, | RG1 7UA | General Use. | n/a | L2111 | BLOCKS (All) | L | CB007 | 00023 | ST2CY 293 | Jul 23 2025 | Jan 23 2026 | Jan 23 2026 | T | OK |  | 6 | 500 kg
L0014 | HEXAGON THEATRE, READING (L/G), BERKSHIRE, | RG1 7UA | General use. | n/a | L2111 | BLOCKS (All) | L | CB008 | 00021 | ST2CY 285 | Jul 23 2025 | Jan 23 2026 | Jan 23 2026 | T | OK |  | 6 | 500 kg
L0014 | HEXAGON THEATRE, READING (L/G), BERKSHIRE, | RG1 7UA | General Use. | n/a | L2111 | BLOCKS (All) | L | CB009 | 00018 | JA 2156 | Jul 23 2025 | Jan 23 2026 | Jan 23 2026 | T | OK |  | 6 | 1 t
L0014 | HEXAGON THEATRE, READING (L/G), BERKSHIRE, | RG1 7UA | General Use. | n/a | L2111 | BLOCKS (All) | L | CB010 | 00019 | GD 35775 | Jul 23 2025 | Jan 23 2026 | Jan 23 2026 | T | OK |  | 6 | 500 kg
L0014 | HEXAGON THEATRE, READING (L/G), BERKSHIRE, | RG1 7UA | General Use. | n/a | L2111 | BLOCKS (All) | L | CB012 | JA 2158 | JA2158 | Jul 23 2025 | Jan 23 2026 | Jan 23 2026 | T | OK |  | 6 | 1 t
L0014 | HEXAGON THEATRE, READING (L/G), BERKSHIRE, | RG1 7UA | Proscenium Panels | Wire Rope Hoist Unit | L2211 | WINCH (All) | L | EW001 | 00005 | Not Known | Oct 8 2025 | Oct 8 2026 | Oct 8 2026 | T | OK |  | 12 | PNLS
L0014 | HEXAGON THEATRE, READING (L/G), BERKSHIRE, | RG1 7UA | Stage Curtain Open & Close | Wire Rope Hoist Unit | L2211 | WINCH (All) | L | EW006 | 00010 | 6 | Oct 7 2025 | Oct 7 2026 | Oct 7 2026 | T | OK |  | 12 | 400 kg
L0014 | HEXAGON THEATRE, READING (L/G), BERKSHIRE, | RG1 7UA | Stage | ELECTRIC CINEMA SCREEN ** WINCH : All ** | L2211 | WINCH (All) | L | EW007 | 00059 | . | Jan 21 2025 | Jan 21 2026 | Jan 21 2026 | T | NV |  | 12 | .
L0014 | HEXAGON THEATRE, READING (L/G), BERKSHIRE, | RG1 7UA | No 1 Lighting Bar | Wire Rope Hoist Unit | L2211 | WINCH (All) | L | HU001 | 64111/1A | 1 P.S. | Oct 7 2025 | Oct 7 2026 | Oct 7 2026 | T | BD |  | 12 | 178 kg
L0014 | HEXAGON THEATRE, READING (L/G), BERKSHIRE, | RG1 7UA | No 1 Lighting Bar | Wire Rope Hoist Unit | L2211 | WINCH (All) | L | HU002 | 64111/1B | 1 O.P. | Oct 7 2025 | Oct 7 2026 | Oct 7 2026 | T | AN |  | 12 | 178 kg
L0014 | HEXAGON THEATRE, READING (L/G), BERKSHIRE, | RG1 7UA | No 2 Lighting Bar | Wire Rope Hoist Unit | L2211 | WINCH (All) | L | HU003 | 64111/2A | 2 P.S. | Oct 7 2025 | Oct 7 2026 | Oct 7 2026 | T | BD |  | 12 | 178 kg
L0014 | HEXAGON THEATRE, READING (L/G), BERKSHIRE, | RG1 7UA | No 2 Lighting Bar | Wire Rope Hoist Unit | L2211 | WINCH (All) | L | HU004 | 64111/2B | 2 O.P. | Oct 7 2025 | Oct 7 2026 | Oct 7 2026 | T | AN |  | 12 | 178 kg
L0014 | HEXAGON THEATRE, READING (L/G), BERKSHIRE, | RG1 7UA | No 3 Lighting Bar | Wire Rope Hoist Unit | L2211 | WINCH (All) | L | HU005 | 64111/3A | 3 P.S. | Oct 7 2025 | Oct 7 2026 | Oct 7 2026 | T | BD |  | 12 | 178 kg
L0014 | HEXAGON THEATRE, READING (L/G), BERKSHIRE, | RG1 7UA | No 3 Lighting Bar | Wire Rope Hoist Unit | L2211 | WINCH (All) | L | HU006 | 64111/3B | 3 O.P | Oct 7 2025 | Oct 7 2026 | Oct 7 2026 | T | BD |  | 12 | 178 kg
L0014 | HEXAGON THEATRE, READING (L/G), BERKSHIRE, | RG1 7UA | No 4 Lighting Bar | Wire Rope Hoist Unit | L2211 | WINCH (All) | L | HU007 | 64111/4A | 4 P.S. | Oct 7 2025 | Oct 7 2026 | Oct 7 2026 | T | AN |  | 12 | 178 kg
L0014 | HEXAGON THEATRE, READING (L/G), BERKSHIRE, | RG1 7UA | No 4 Lighting Bar | Wire Rope Hoist Unit | L2211 | WINCH (All) | L | HU008 | 64111/4B | 4 O.P. | Oct 7 2025 | Oct 7 2026 | Oct 7 2026 | T | OK |  | 12 | 178 kg
L0014 | HEXAGON THEATRE, READING (L/G), BERKSHIRE, | RG1 7UA | Upstage Cyclorama Bar (Motor Bar 6) | Wire Rope Hoist Unit | L2211 | WINCH (All) | L | HU009 | 00048 | n/a | Oct 8 2025 | Oct 8 2026 | Oct 8 2026 | T | OK |  | 12 | 175 kg
L0014 | HEXAGON THEATRE, READING (L/G), BERKSHIRE, | RG1 7UA | No 1 Scenery Bar | Wire Rope Hoist Unit | L2211 | WINCH (All) | L | HU010 | 64111/1 | 406461-1 | Oct 8 2025 | Oct 8 2026 | Oct 8 2026 | T | BD |  | 12 | 400 kg
L0014 | HEXAGON THEATRE, READING (L/G), BERKSHIRE, | RG1 7UA | No 2 Scenery Bar | Wire Rope Hoist Unit | L2211 | WINCH (All) | L | HU011 | 64111/2 | 406461-2 | Oct 8 2025 | Oct 8 2026 | Oct 8 2026 | T | BD |  | 12 | 400 kg
L0014 | HEXAGON THEATRE, READING (L/G), BERKSHIRE, | RG1 7UA | No 3 Scenery Bar | Wire Rope Hoist Unit | L2211 | WINCH (All) | L | HU012 | 64111/3 | 406461-3 | Oct 8 2025 | Oct 8 2026 | Oct 8 2026 | T | BD |  | 12 | 400 kg
L0014 | HEXAGON THEATRE, READING (L/G), BERKSHIRE, | RG1 7UA | Nn 4 Scenery Bar | Wire Rope Hoist | L2211 | WINCH (All) | L | HU013 | 64111/4 | 406461-4 | Oct 8 2025 | Oct 8 2026 | Oct 8 2026 | T | BD |  | 12 | 400 kg
L0014 | HEXAGON THEATRE, READING (L/G), BERKSHIRE, | RG1 7UA | No 5 Scenery Bar | Wire Rope Hoist Unit | L2211 | WINCH (All) | L | HU014 | 64111/5 | 406461-5 | Oct 8 2025 | Oct 8 2026 | Oct 8 2026 | T | BD |  | 12 | 400 kg
L0014 | HEXAGON THEATRE, READING (L/G), BERKSHIRE, | RG1 7UA | Main Stage | Stage Electric Screw Lift | L4999 | LIFT (All) | L | L001 | 62 | 62 | Aug 18 2025 | Feb 18 2026 | Feb 18 2026 | T | BD |  | 6 | 5 Ton
L0014 | HEXAGON THEATRE, READING (L/G), BERKSHIRE, | RG1 7UA | Fore Stage | Stage Electric Screw Lift | L4999 | LIFT (All) | L | L002 | 2 | 2 | Aug 18 2025 | Feb 18 2026 | Feb 18 2026 | T | BD |  | 6 | 4 Ton
L0014 | HEXAGON THEATRE, READING (L/G), BERKSHIRE, | RG1 7UA | Store. | n/a | L1181 | LIFTING GEAR MISC. (ALL) | L | LR002 | 002 | 13 8/7 CGY1H | Aug 18 2025 | Feb 18 2026 | Feb 18 2026 | T | BD |  | 6 | 1 t
L0014 | HEXAGON THEATRE, READING (L/G), BERKSHIRE, | RG1 7UA | Store. | n/a | L1181 | LIFTING GEAR MISC. (ALL) | L | LR004 | 073 | CGY1Hc | Jul 22 2025 | Jan 22 2026 | Jan 22 2026 | T | BD |  | 6 | 1 t
L0014 | HEXAGON THEATRE, READING (L/G), BERKSHIRE, | RG1 7UA | Store. | n/a | L1121 | SHACKLE (ALL) | L | S B008 | 008 | 008 | Jul 22 2025 | Jan 22 2026 | Jan 22 2026 | T | OK |  | 6 | 3.25 ton
L0014 | HEXAGON THEATRE, READING (L/G), BERKSHIRE, | RG1 7UA | Store. | n/a | L1121 | SHACKLE (ALL) | L | S B009 | 009 | 009 | Jul 22 2025 | Jan 22 2026 | Jan 22 2026 | T | OK |  | 6 | 3.25 ton
L0014 | HEXAGON THEATRE, READING (L/G), BERKSHIRE, | RG1 7UA | Store. | n/a | L1121 | SHACKLE (ALL) | L | S B04 | 004 | 004 | Jul 22 2025 | Jan 22 2026 | Jan 22 2026 | T | OK |  | 6 | 3.25 ton
L0014 | HEXAGON THEATRE, READING (L/G), BERKSHIRE, | RG1 7UA | Store. | n/a | L1121 | SHACKLE (ALL) | L | S B05 | 005 | 005 | Jul 22 2025 | Jan 22 2026 | Jan 22 2026 | T | OK |  | 6 | 3.25 ton
L0014 | HEXAGON THEATRE, READING (L/G), BERKSHIRE, | RG1 7UA | Store. | n/a | L1121 | SHACKLE (ALL) | L | S B06 | 006 | 006 | Jul 22 2025 | Jan 22 2026 | Jan 22 2026 | T | OK |  | 6 | 3.25 ton
L0014 | HEXAGON THEATRE, READING (L/G), BERKSHIRE, | RG1 7UA | Store. | n/a | L1121 | SHACKLE (ALL) | L | S B091 | 091 | 091 | Jul 22 2025 | Jan 22 2026 | Jan 22 2026 | T | OK |  | 6 | 2 ton
L0014 | HEXAGON THEATRE, READING (L/G), BERKSHIRE, | RG1 7UA | Store. | n/a | L1121 | SHACKLE (ALL) | L | S B10 | 010 | V3 SH 1197 | Jul 22 2025 | Jan 22 2026 | Jan 22 2026 | T | OK |  | 6 | 3.25 ton
L0014 | HEXAGON THEATRE, READING (L/G), BERKSHIRE, | RG1 7UA | Store. | n/a | L1121 | SHACKLE (ALL) | L | S B100 | 100 | 100 | Jul 22 2025 | Jan 22 2026 | Jan 22 2026 | T | OK |  | 6 | 2 ton
L0014 | HEXAGON THEATRE, READING (L/G), BERKSHIRE, | RG1 7UA | Store. | n/a | L1121 | SHACKLE (ALL) | L | S B101 | 101 | 101 | Jul 22 2025 | Jan 22 2026 | Jan 22 2026 | T | OK |  | 6 | 1 ton
L0014 | HEXAGON THEATRE, READING (L/G), BERKSHIRE, | RG1 7UA | Store. | n/a | L1121 | SHACKLE (ALL) | L | S B104 | 104 | 104 | Jul 22 2025 | Jan 22 2026 | Jan 22 2026 | T | OK |  | 6 | 2 ton
L0014 | HEXAGON THEATRE, READING (L/G), BERKSHIRE, | RG1 7UA | Store. | n/a | L1121 | SHACKLE (ALL) | L | S B105 | 105 | 105 | Aug 18 2025 | Feb 18 2026 | Feb 18 2026 | T | OK |  | 6 | 2 ton
L0014 | HEXAGON THEATRE, READING (L/G), BERKSHIRE, | RG1 7UA | Store. | n/a | L1121 | SHACKLE (ALL) | L | S B106 | 106 | 106 | Aug 18 2025 | Feb 18 2026 | Feb 18 2026 | T | OK |  | 6 | 2 ton
L0014 | HEXAGON THEATRE, READING (L/G), BERKSHIRE, | RG1 7UA | Store. | n/a | L1121 | SHACKLE (ALL) | L | S B107 | 107 | 107 | Jul 22 2025 | Jan 22 2026 | Jan 22 2026 | T | OK |  | 6 | 2 ton
L0014 | HEXAGON THEATRE, READING (L/G), BERKSHIRE, | RG1 7UA | Store. | n/a | L1121 | SHACKLE (ALL) | L | S B108 | 108 | 108 | Jul 22 2025 | Jan 22 2026 | Jan 22 2026 | T | OK |  | 6 | 2 ton
L0014 | HEXAGON THEATRE, READING (L/G), BERKSHIRE, | RG1 7UA | Store. | n/a | L1121 | SHACKLE (ALL) | L | S B109 | 109 | 109 | Jul 22 2025 | Jan 22 2026 | Jan 22 2026 | T | OK |  | 6 | 2 ton
L0014 | HEXAGON THEATRE, READING (L/G), BERKSHIRE, | RG1 7UA | Store. | n/a | L1121 | SHACKLE (ALL) | L | S B11 | 011 | 011 | Jul 22 2025 | Jan 22 2026 | Jan 22 2026 | T | OK |  | 6 | 3.25 ton
L0014 | HEXAGON THEATRE, READING (L/G), BERKSHIRE, | RG1 7UA | Store. | n/a | L1121 | SHACKLE (ALL) | L | S B111 | 111 | 111 | Jul 22 2025 | Jan 22 2026 | Jan 22 2026 | T | OK |  | 6 | 2 ton
L0014 | HEXAGON THEATRE, READING (L/G), BERKSHIRE, | RG1 7UA | Store. | n/a | L1121 | SHACKLE (ALL) | L | S B112 | 112 | 112 | Jul 22 2025 | Jan 22 2026 | Jan 22 2026 | T | OK |  | 6 | 1 ton
L0014 | HEXAGON THEATRE, READING (L/G), BERKSHIRE, | RG1 7UA | Store. | n/a | L1121 | SHACKLE (ALL) | L | S B113 | 113 | 113 | Jul 22 2025 | Jan 22 2026 | Jan 22 2026 | T | OK |  | 6 | 2 ton
L0014 | HEXAGON THEATRE, READING (L/G), BERKSHIRE, | RG1 7UA | Store. | n/a | L1121 | SHACKLE (ALL) | L | S B114 | 114 | 114 | Jul 22 2025 | Jan 22 2026 | Jan 22 2026 | T | OK |  | 6 | 2 ton
L0014 | HEXAGON THEATRE, READING (L/G), BERKSHIRE, | RG1 7UA | Store. | n/a | L1121 | SHACKLE (ALL) | L | S B120 | 120 | 120 | Jul 22 2025 | Jan 22 2026 | Jan 22 2026 | T | OK |  | 6 | 3.25 ton
L0014 | HEXAGON THEATRE, READING (L/G), BERKSHIRE, | RG1 7UA | Store. | n/a | L1121 | SHACKLE (ALL) | L | S B122 | 122 | 122 | Jul 22 2025 | Jan 22 2026 | Jan 22 2026 | T | OK |  | 6 | 3.25 ton
L0014 | HEXAGON THEATRE, READING (L/G), BERKSHIRE, | RG1 7UA | Store. | n/a | L1121 | SHACKLE (ALL) | L | S B123 | 123 | 123 | Jul 22 2025 | Jan 22 2026 | Jan 22 2026 | T | OK |  | 6 | 1 ton
L0014 | HEXAGON THEATRE, READING (L/G), BERKSHIRE, | RG1 7UA | Store. | n/a | L1121 | SHACKLE (ALL) | L | S B124 | 124 | 124 | Aug 18 2025 | Feb 18 2026 | Feb 18 2026 | T | OK |  | 6 | 3.25 ton
L0014 | HEXAGON THEATRE, READING (L/G), BERKSHIRE, | RG1 7UA | Store. | n/a | L1121 | SHACKLE (ALL) | L | S B125 | 125 | 125 | Jul 22 2025 | Jan 22 2026 | Jan 22 2026 | T | OK |  | 6 | 3.25 ton
L0014 | HEXAGON THEATRE, READING (L/G), BERKSHIRE, | RG1 7UA | Store. | n/a | L1121 | SHACKLE (ALL) | L | S B126 | 126 | 126 | Jul 22 2025 | Jan 22 2026 | Jan 22 2026 | T | OK |  | 6 | 3.25 ton
L0014 | HEXAGON THEATRE, READING (L/G), BERKSHIRE, | RG1 7UA | Store. | n/a | L1121 | SHACKLE (ALL) | L | S B130 | 130 | 130 | Jul 22 2025 | Jan 22 2026 | Jan 22 2026 | T | OK |  | 6 | 2 ton
L0014 | HEXAGON THEATRE, READING (L/G), BERKSHIRE, | RG1 7UA | Store. | n/a | L1121 | SHACKLE (ALL) | L | S B131 | 131 | 131 | Jul 22 2025 | Jan 22 2026 | Jan 22 2026 | T | OK |  | 6 | 2 ton
L0014 | HEXAGON THEATRE, READING (L/G), BERKSHIRE, | RG1 7UA | Store. | n/a | L1121 | SHACKLE (ALL) | L | S B132 | 132 | 132 | Jul 22 2025 | Jan 22 2026 | Jan 22 2026 | T | OK |  | 6 | 2 ton
L0014 | HEXAGON THEATRE, READING (L/G), BERKSHIRE, | RG1 7UA | Store. | n/a | L1121 | SHACKLE (ALL) | L | S B133 | 133 | 133 | Jul 22 2025 | Jan 22 2026 | Jan 22 2026 | T | OK |  | 6 | 2 ton
L0014 | HEXAGON THEATRE, READING (L/G), BERKSHIRE, | RG1 7UA | Store. | n/a | L1121 | SHACKLE (ALL) | L | S B134 | 134 | 134 | Jul 22 2025 | Jan 22 2026 | Jan 22 2026 | T | OK |  | 6 | 2 ton
L0014 | HEXAGON THEATRE, READING (L/G), BERKSHIRE, | RG1 7UA | Store. | n/a | L1121 | SHACKLE (ALL) | L | S B135 | 135 | 135 | Jul 22 2025 | Jan 22 2026 | Jan 22 2026 | T | OK |  | 6 | 2 ton
L0014 | HEXAGON THEATRE, READING (L/G), BERKSHIRE, | RG1 7UA | Store. | n/a | L1121 | SHACKLE (ALL) | L | S B136 | 136 | 136 | Jul 22 2025 | Jan 22 2026 | Jan 22 2026 | T | OK |  | 6 | 2 ton
L0014 | HEXAGON THEATRE, READING (L/G), BERKSHIRE, | RG1 7UA | Store. | n/a | L1121 | SHACKLE (ALL) | L | S B137 | 137 | 137 | Jul 22 2025 | Jan 22 2026 | Jan 22 2026 | T | OK |  | 6 | 2 ton
L0014 | HEXAGON THEATRE, READING (L/G), BERKSHIRE, | RG1 7UA | Store. | n/a | L1121 | SHACKLE (ALL) | L | S B138 | 138 | 138 | Jul 22 2025 | Jan 22 2026 | Jan 22 2026 | T | OK |  | 6 | 2 ton
L0014 | HEXAGON THEATRE, READING (L/G), BERKSHIRE, | RG1 7UA | Store. | n/a | L1121 | SHACKLE (ALL) | L | S B139 | 139 | 139 | Jul 22 2025 | Jan 22 2026 | Jan 22 2026 | T | OK |  | 6 | 2 ton
L0014 | HEXAGON THEATRE, READING (L/G), BERKSHIRE, | RG1 7UA | Store. | n/a | L1121 | SHACKLE (ALL) | L | S B141 | 141 | 141 | Jul 22 2025 | Jan 22 2026 | Jan 22 2026 | T | OK |  | 6 | 2 ton
L0014 | HEXAGON THEATRE, READING (L/G), BERKSHIRE, | RG1 7UA | Store. | n/a | L1121 | SHACKLE (ALL) | L | S B143 | 143 | 143 | Jul 22 2025 | Jan 22 2026 | Jan 22 2026 | T | OK |  | 6 | 2 ton
L0014 | HEXAGON THEATRE, READING (L/G), BERKSHIRE, | RG1 7UA | Store. | n/a | L1121 | SHACKLE (ALL) | L | S B144 | 144 | 144 | Jul 22 2025 | Jan 22 2026 | Jan 22 2026 | T | OK |  | 6 | 2 ton
L0014 | HEXAGON THEATRE, READING (L/G), BERKSHIRE, | RG1 7UA | Store. | n/a | L1121 | SHACKLE (ALL) | L | S B148 | 148 | 148 | Jul 22 2025 | Jan 22 2026 | Jan 22 2026 | T | OK |  | 6 | 3.25 ton
L0014 | HEXAGON THEATRE, READING (L/G), BERKSHIRE, | RG1 7UA | Store. | n/a | L1121 | SHACKLE (ALL) | L | S B15 | 015 | 015 | Jul 22 2025 | Jan 22 2026 | Jan 22 2026 | T | OK |  | 6 | 3.25 ton
L0014 | HEXAGON THEATRE, READING (L/G), BERKSHIRE, | RG1 7UA | Store. | n/a | L1121 | SHACKLE (ALL) | L | S B151 | 151 | 151 | Jul 22 2025 | Jan 22 2026 | Jan 22 2026 | T | OK |  | 6 | 2 ton
L0014 | HEXAGON THEATRE, READING (L/G), BERKSHIRE, | RG1 7UA | Store. | n/a | L1121 | SHACKLE (ALL) | L | S B152 | 152 | 152 | Jul 22 2025 | Jan 22 2026 | Jan 22 2026 | T | OK |  | 6 | 2 ton
L0014 | HEXAGON THEATRE, READING (L/G), BERKSHIRE, | RG1 7UA | Store. | n/a | L1121 | SHACKLE (ALL) | L | S B153 | 153 | 153 | Jul 22 2025 | Jan 22 2026 | Jan 22 2026 | T | OK |  | 6 | 2 ton
L0014 | HEXAGON THEATRE, READING (L/G), BERKSHIRE, | RG1 7UA | Store. | n/a | L1121 | SHACKLE (ALL) | L | S B154 | 154 | 154 | Jul 22 2025 | Jan 22 2026 | Jan 22 2026 | T | OK |  | 6 | 2 ton
L0014 | HEXAGON THEATRE, READING (L/G), BERKSHIRE, | RG1 7UA | Store. | n/a | L1121 | SHACKLE (ALL) | L | S B155 | 155 | 155 | Jul 22 2025 | Jan 22 2026 | Jan 22 2026 | T | OK |  | 6 | 2 ton
L0014 | HEXAGON THEATRE, READING (L/G), BERKSHIRE, | RG1 7UA | Store. | n/a | L1121 | SHACKLE (ALL) | L | S B156 | 156 | 156 | Jul 22 2025 | Jan 22 2026 | Jan 22 2026 | T | OK |  | 6 | 2 ton
L0014 | HEXAGON THEATRE, READING (L/G), BERKSHIRE, | RG1 7UA | Store. | n/a | L1121 | SHACKLE (ALL) | L | S B157 | 157 | 157 | Jul 22 2025 | Jan 22 2026 | Jan 22 2026 | T | OK |  | 6 | 2 ton
L0014 | HEXAGON THEATRE, READING (L/G), BERKSHIRE, | RG1 7UA | Store. | n/a | L1121 | SHACKLE (ALL) | L | S B158 | 158 | 158 | Aug 18 2025 | Feb 18 2026 | Feb 18 2026 | T | OK |  | 6 | 2 ton
L0014 | HEXAGON THEATRE, READING (L/G), BERKSHIRE, | RG1 7UA | Store. | n/a | L1121 | SHACKLE (ALL) | L | S B16 | 016 | 016 | Jul 22 2025 | Jan 22 2026 | Jan 22 2026 | T | OK |  | 6 | 3.25 ton
L0014 | HEXAGON THEATRE, READING (L/G), BERKSHIRE, | RG1 7UA | Store. | n/a | L1121 | SHACKLE (ALL) | L | S B161 | 161 | 161 | Jul 22 2025 | Jan 22 2026 | Jan 22 2026 | T | OK |  | 6 | 2 ton
L0014 | HEXAGON THEATRE, READING (L/G), BERKSHIRE, | RG1 7UA | Store. | n/a | L1121 | SHACKLE (ALL) | L | S B162 | 162 | 162 | Jul 22 2025 | Jan 22 2026 | Jan 22 2026 | T | OK |  | 6 | 2 ton
L0014 | HEXAGON THEATRE, READING (L/G), BERKSHIRE, | RG1 7UA | Store. | n/a | L1121 | SHACKLE (ALL) | L | S B163 | 163 | 163 | Jul 22 2025 | Jan 22 2026 | Jan 22 2026 | T | OK |  | 6 | 2 ton
L0014 | HEXAGON THEATRE, READING (L/G), BERKSHIRE, | RG1 7UA | Store. | n/a | L1121 | SHACKLE (ALL) | L | S B165 | 165 | 165 | Jul 22 2025 | Jan 22 2026 | Jan 22 2026 | T | OK |  | 6 | 2 ton
L0014 | HEXAGON THEATRE, READING (L/G), BERKSHIRE, | RG1 7UA | Store. | n/a | L1121 | SHACKLE (ALL) | L | S B167 | 167 | 167 | Jul 22 2025 | Jan 22 2026 | Jan 22 2026 | T | OK |  | 6 | 2 ton
L0014 | HEXAGON THEATRE, READING (L/G), BERKSHIRE, | RG1 7UA | Store. | n/a | L1121 | SHACKLE (ALL) | L | S B168 | 168 | 168 | Jul 22 2025 | Jan 22 2026 | Jan 22 2026 | T | OK |  | 6 | 2 ton
L0014 | HEXAGON THEATRE, READING (L/G), BERKSHIRE, | RG1 7UA | Store. | n/a | L1121 | SHACKLE (ALL) | L | S B169 | 169 | 169 | Jul 22 2025 | Jan 22 2026 | Jan 22 2026 | T | OK |  | 6 | 2 ton
L0014 | HEXAGON THEATRE, READING (L/G), BERKSHIRE, | RG1 7UA | Store. | n/a | L1121 | SHACKLE (ALL) | L | S B170 | 170 | 170 | Jul 22 2025 | Jan 22 2026 | Jan 22 2026 | T | OK |  | 6 | 2 ton
L0014 | HEXAGON THEATRE, READING (L/G), BERKSHIRE, | RG1 7UA | Store. | n/a | L1121 | SHACKLE (ALL) | L | S B171 | 171 | 171 | Jul 22 2025 | Jan 22 2026 | Jan 22 2026 | T | OK |  | 6 | 2 ton
L0014 | HEXAGON THEATRE, READING (L/G), BERKSHIRE, | RG1 7UA | Store. | n/a | L1121 | SHACKLE (ALL) | L | S B172 | 172 | 172 | Jul 22 2025 | Jan 22 2026 | Jan 22 2026 | T | OK |  | 6 | 2 ton
L0014 | HEXAGON THEATRE, READING (L/G), BERKSHIRE, | RG1 7UA | Store. | n/a | L1121 | SHACKLE (ALL) | L | S B174 | 174 | 174 | Jul 22 2025 | Jan 22 2026 | Jan 22 2026 | T | OK |  | 6 | 2 ton
L0014 | HEXAGON THEATRE, READING (L/G), BERKSHIRE, | RG1 7UA | Store. | n/a | L1121 | SHACKLE (ALL) | L | S B175 | 175 | 175 | Jul 22 2025 | Jan 22 2026 | Jan 22 2026 | T | OK |  | 6 | 2 ton
L0014 | HEXAGON THEATRE, READING (L/G), BERKSHIRE, | RG1 7UA | Store. | n/a | L1121 | SHACKLE (ALL) | L | S B176 | 176 | 176 | Jul 22 2025 | Jan 22 2026 | Jan 22 2026 | T | OK |  | 6 | 2 ton
L0014 | HEXAGON THEATRE, READING (L/G), BERKSHIRE, | RG1 7UA | Store. | n/a | L1121 | SHACKLE (ALL) | L | S B177 | 177 | 177 | Jul 22 2025 | Jan 22 2026 | Jan 22 2026 | T | OK |  | 6 | 2 ton
L0014 | HEXAGON THEATRE, READING (L/G), BERKSHIRE, | RG1 7UA | Store. | n/a | L1121 | SHACKLE (ALL) | L | S B178 | 178 | 178 | Jul 22 2025 | Jan 22 2026 | Jan 22 2026 | T | OK |  | 6 | 2 ton
L0014 | HEXAGON THEATRE, READING (L/G), BERKSHIRE, | RG1 7UA | Store. | n/a | L1121 | SHACKLE (ALL) | L | S B179 | 179 | 179 | Jul 22 2025 | Jan 22 2026 | Jan 22 2026 | T | OK |  | 6 | 2 ton
L0014 | HEXAGON THEATRE, READING (L/G), BERKSHIRE, | RG1 7UA | Store. | n/a | L1121 | SHACKLE (ALL) | L | S B180 | 180 | 180 | Jul 22 2025 | Jan 22 2026 | Jan 22 2026 | T | OK |  | 6 | 2 ton
L0014 | HEXAGON THEATRE, READING (L/G), BERKSHIRE, | RG1 7UA | Store. | n/a | L1121 | SHACKLE (ALL) | L | S B181 | 181 | 181 | Jul 22 2025 | Jan 22 2026 | Jan 22 2026 | T | OK |  | 6 | 2 ton
L0014 | HEXAGON THEATRE, READING (L/G), BERKSHIRE, | RG1 7UA | Store. | n/a | L1121 | SHACKLE (ALL) | L | S B182 | 182 | 182 | Jul 22 2025 | Jan 22 2026 | Jan 22 2026 | T | OK |  | 6 | 2 ton
L0014 | HEXAGON THEATRE, READING (L/G), BERKSHIRE, | RG1 7UA | Store. | n/a | L1121 | SHACKLE (ALL) | L | S B183 | 183 | 183 | Jul 22 2025 | Jan 22 2026 | Jan 22 2026 | T | OK |  | 6 | 2 ton
L0014 | HEXAGON THEATRE, READING (L/G), BERKSHIRE, | RG1 7UA | Store. | n/a | L1121 | SHACKLE (ALL) | L | S B184 | 184 | 184 | Jul 22 2025 | Jan 22 2026 | Jan 22 2026 | T | OK |  | 6 | 2 ton
L0014 | HEXAGON THEATRE, READING (L/G), BERKSHIRE, | RG1 7UA | Store. | n/a | L1121 | SHACKLE (ALL) | L | S B186 | 186 | 186 | Jul 22 2025 | Jan 22 2026 | Jan 22 2026 | T | OK |  | 6 | 2 ton
L0014 | HEXAGON THEATRE, READING (L/G), BERKSHIRE, | RG1 7UA | Store. | n/a | L1121 | SHACKLE (ALL) | L | S B187 | 187 | 187 | Jul 22 2025 | Jan 22 2026 | Jan 22 2026 | T | OK |  | 6 | 2 ton
L0014 | HEXAGON THEATRE, READING (L/G), BERKSHIRE, | RG1 7UA | Store. | n/a | L1121 | SHACKLE (ALL) | L | S B189 | 189 | 189 | Jul 22 2025 | Jan 22 2026 | Jan 22 2026 | T | OK |  | 6 | 3.25 ton
L0014 | HEXAGON THEATRE, READING (L/G), BERKSHIRE, | RG1 7UA | Store. | n/a | L1121 | SHACKLE (ALL) | L | S B19 | 019 | 019 | Jul 22 2025 | Jan 22 2026 | Jan 22 2026 | T | OK |  | 6 | 3.25 ton
L0014 | HEXAGON THEATRE, READING (L/G), BERKSHIRE, | RG1 7UA | Store. | n/a | L1121 | SHACKLE (ALL) | L | S B192 | 192 | 192 | Jul 22 2025 | Jan 22 2026 | Jan 22 2026 | T | OK |  | 6 | 1 ton
L0014 | HEXAGON THEATRE, READING (L/G), BERKSHIRE, | RG1 7UA | Store. | n/a | L1121 | SHACKLE (ALL) | L | S B193 | 193 | 193 | Jul 22 2025 | Jan 22 2026 | Jan 22 2026 | T | OK |  | 6 | 1 ton
L0014 | HEXAGON THEATRE, READING (L/G), BERKSHIRE, | RG1 7UA | Store. | n/a | L1121 | SHACKLE (ALL) | L | S B194 | 194 | 194 | Jul 22 2025 | Jan 22 2026 | Jan 22 2026 | T | OK |  | 6 | 1 ton
L0014 | HEXAGON THEATRE, READING (L/G), BERKSHIRE, | RG1 7UA | Store. | n/a | L1121 | SHACKLE (ALL) | L | S B196 | 196 | 196 | Jul 22 2025 | Jan 22 2026 | Jan 22 2026 | T | OK |  | 6 | 1 ton
L0014 | HEXAGON THEATRE, READING (L/G), BERKSHIRE, | RG1 7UA | Store. | n/a | L1121 | SHACKLE (ALL) | L | S B198 | 198 | 198 | Jul 22 2025 | Jan 22 2026 | Jan 22 2026 | T | OK |  | 6 | 1 ton
L0014 | HEXAGON THEATRE, READING (L/G), BERKSHIRE, | RG1 7UA | Store. | n/a | L1121 | SHACKLE (ALL) | L | S B199 | 199 | 199 | Jul 22 2025 | Jan 22 2026 | Jan 22 2026 | T | OK |  | 6 | 1 ton
L0014 | HEXAGON THEATRE, READING (L/G), BERKSHIRE, | RG1 7UA | Store. | n/a | L1121 | SHACKLE (ALL) | L | S B200 | 200 | 200 | Jul 22 2025 | Jan 22 2026 | Jan 22 2026 | T | OK |  | 6 | 1 ton
L0014 | HEXAGON THEATRE, READING (L/G), BERKSHIRE, | RG1 7UA | Store. | n/a | L1121 | SHACKLE (ALL) | L | S B201 | 201 | 201 | Jul 22 2025 | Jan 22 2026 | Jan 22 2026 | T | OK |  | 6 | 1 ton
L0014 | HEXAGON THEATRE, READING (L/G), BERKSHIRE, | RG1 7UA | Store. | n/a | L1121 | SHACKLE (ALL) | L | S B203 | 203 | 203 | Jul 22 2025 | Jan 22 2026 | Jan 22 2026 | T | OK |  | 6 | 1 ton
L0014 | HEXAGON THEATRE, READING (L/G), BERKSHIRE, | RG1 7UA | Store. | n/a | L1121 | SHACKLE (ALL) | L | S B204 | 204 | 204 | Jul 22 2025 | Jan 22 2026 | Jan 22 2026 | T | OK |  | 6 | 1 ton
L0014 | HEXAGON THEATRE, READING (L/G), BERKSHIRE, | RG1 7UA | Store. | n/a | L1121 | SHACKLE (ALL) | L | S B205 | 205 | 205 | Jul 22 2025 | Jan 22 2026 | Jan 22 2026 | T | OK |  | 6 | 1 ton
L0014 | HEXAGON THEATRE, READING (L/G), BERKSHIRE, | RG1 7UA | Store. | n/a | L1121 | SHACKLE (ALL) | L | S B207 | 207 | 207 | Jul 22 2025 | Jan 22 2026 | Jan 22 2026 | T | OK |  | 6 | 1 ton
L0014 | HEXAGON THEATRE, READING (L/G), BERKSHIRE, | RG1 7UA | Store. | n/a | L1121 | SHACKLE (ALL) | L | S B208 | 208 | 208 | Jul 22 2025 | Jan 22 2026 | Jan 22 2026 | T | OK |  | 6 | 1 ton
L0014 | HEXAGON THEATRE, READING (L/G), BERKSHIRE, | RG1 7UA | Store. | n/a | L1121 | SHACKLE (ALL) | L | S B209 | 209 | 209 | Mar 27 2015 | Sep 27 2015 | Sep 27 2015 | T | OK |  | 6 | 1 ton.
L0014 | HEXAGON THEATRE, READING (L/G), BERKSHIRE, | RG1 7UA | Store. | n/a | L1121 | SHACKLE (ALL) | L | S B209 | 209 | 209 | Jul 22 2025 | Jan 22 2026 | Jan 22 2026 | T | OK |  | 6 | 1 ton
L0014 | HEXAGON THEATRE, READING (L/G), BERKSHIRE, | RG1 7UA | Store. | n/a | L1121 | SHACKLE (ALL) | L | S B210 | 210 | 210 | Jul 22 2025 | Jan 22 2026 | Jan 22 2026 | T | OK |  | 6 | 1 ton
L0014 | HEXAGON THEATRE, READING (L/G), BERKSHIRE, | RG1 7UA | Store. | n/a | L1121 | SHACKLE (ALL) | L | S B211 | 211 | 211 | Jul 22 2025 | Jan 22 2026 | Jan 22 2026 | T | OK |  | 6 | 0.5 ton
L0014 | HEXAGON THEATRE, READING (L/G), BERKSHIRE, | RG1 7UA | Store. | n/a | L1121 | SHACKLE (ALL) | L | S B212 | 212 | 212 | Jul 22 2025 | Jan 22 2026 | Jan 22 2026 | T | OK |  | 6 | 0.75 Ton
L0014 | HEXAGON THEATRE, READING (L/G), BERKSHIRE, | RG1 7UA | Store. | n/a | L1121 | SHACKLE (ALL) | L | S B213 | 213 | 213 | Jul 22 2025 | Jan 22 2026 | Jan 22 2026 | T | OK |  | 6 | 0.75 Ton
L0014 | HEXAGON THEATRE, READING (L/G), BERKSHIRE, | RG1 7UA | Store. | n/a | L1121 | SHACKLE (ALL) | L | S B214 | 214 | 214 | Aug 18 2025 | Feb 18 2026 | Feb 18 2026 | T | OK |  | 6 | 3.25 ton
L0014 | HEXAGON THEATRE, READING (L/G), BERKSHIRE, | RG1 7UA | Store. | n/a | L1121 | SHACKLE (ALL) | L | S B215 | 215 | 215 | Jul 22 2025 | Jan 22 2026 | Jan 22 2026 | T | OK |  | 6 | 3.25 ton
L0014 | HEXAGON THEATRE, READING (L/G), BERKSHIRE, | RG1 7UA | Store. | n/a | L1121 | SHACKLE (ALL) | L | S B217 | 217 | 217 | Jul 22 2025 | Jan 22 2026 | Jan 22 2026 | T | OK |  | 6 | 3.25 ton
L0014 | HEXAGON THEATRE, READING (L/G), BERKSHIRE, | RG1 7UA | Store. | n/a | L1121 | SHACKLE (ALL) | L | S B218 | 218 | 218 | Jul 22 2025 | Jan 22 2026 | Jan 22 2026 | T | OK |  | 6 | 0.5 ton
L0014 | HEXAGON THEATRE, READING (L/G), BERKSHIRE, | RG1 7UA | Store. | n/a | L1121 | SHACKLE (ALL) | L | S B22 | 022 | 022 | Aug 18 2025 | Feb 18 2026 | Feb 18 2026 | T | OK |  | 6 | 3.25 ton
L0014 | HEXAGON THEATRE, READING (L/G), BERKSHIRE, | RG1 7UA | Store. | n/a | L1121 | SHACKLE (ALL) | L | S B24 | 024 | 024 | Aug 18 2025 | Feb 18 2026 | Feb 18 2026 | T | OK |  | 6 | 3.25 ton
L0014 | HEXAGON THEATRE, READING (L/G), BERKSHIRE, | RG1 7UA | Store. | n/a | L1121 | SHACKLE (ALL) | L | S B26 | 026 | 026 | Jul 22 2025 | Jan 22 2026 | Jan 22 2026 | T | OK |  | 6 | 3.25 ton
L0014 | HEXAGON THEATRE, READING (L/G), BERKSHIRE, | RG1 7UA | Store. | n/a | L1121 | SHACKLE (ALL) | L | S B69 | 069 | 069 | Jul 22 2025 | Jan 22 2026 | Jan 22 2026 | T | OK |  | 6 | 1 ton
L0014 | HEXAGON THEATRE, READING (L/G), BERKSHIRE, | RG1 7UA | Store. | n/a | L1121 | SHACKLE (ALL) | L | S B72 | 072 | 072 | Jul 22 2025 | Jan 22 2026 | Jan 22 2026 | T | OK |  | 6 | 1 ton
L0014 | HEXAGON THEATRE, READING (L/G), BERKSHIRE, | RG1 7UA | Store. | n/a | L1121 | SHACKLE (ALL) | L | S B73 | 073 | 073 | Jul 22 2025 | Jan 22 2026 | Jan 22 2026 | T | OK |  | 6 | 3.25 ton
L0014 | HEXAGON THEATRE, READING (L/G), BERKSHIRE, | RG1 7UA | Store. | n/a | L1121 | SHACKLE (ALL) | L | S B80 | 080 | 080 | Jul 22 2025 | Jan 22 2026 | Jan 22 2026 | T | OK |  | 6 | 2 ton
L0014 | HEXAGON THEATRE, READING (L/G), BERKSHIRE, | RG1 7UA | Store. | n/a | L1121 | SHACKLE (ALL) | L | S B81 | 081 | 081 | Jul 22 2025 | Jan 22 2026 | Jan 22 2026 | T | OK |  | 6 | 3.25 ton
L0014 | HEXAGON THEATRE, READING (L/G), BERKSHIRE, | RG1 7UA | Store. | n/a | L1121 | SHACKLE (ALL) | L | S B82 | 082 | 082 | Jul 22 2025 | Jan 22 2026 | Jan 22 2026 | T | OK |  | 6 | 3.25 ton
L0014 | HEXAGON THEATRE, READING (L/G), BERKSHIRE, | RG1 7UA | Store. | n/a | L1121 | SHACKLE (ALL) | L | S B84 | 084 | 084 | Jul 22 2025 | Jan 22 2026 | Jan 22 2026 | T | OK |  | 6 | 3.25 ton
L0014 | HEXAGON THEATRE, READING (L/G), BERKSHIRE, | RG1 7UA | Store. | n/a | L1121 | SHACKLE (ALL) | L | S B85 | 085 | 085 | Jul 22 2025 | Jan 22 2026 | Jan 22 2026 | T | OK |  | 6 | 3.25 ton
L0014 | HEXAGON THEATRE, READING (L/G), BERKSHIRE, | RG1 7UA | Store. | n/a | L1121 | SHACKLE (ALL) | L | S B87 | 087 | 087 | Jul 22 2025 | Jan 22 2026 | Jan 22 2026 | T | OK |  | 6 | 3.25 ton
L0014 | HEXAGON THEATRE, READING (L/G), BERKSHIRE, | RG1 7UA | Store. | n/a | L1121 | SHACKLE (ALL) | L | S B88 | 088 | 088 | Jul 22 2025 | Jan 22 2026 | Jan 22 2026 | T | OK |  | 6 | 3.25 ton
L0014 | HEXAGON THEATRE, READING (L/G), BERKSHIRE, | RG1 7UA | Store. | n/a | L1121 | SHACKLE (ALL) | L | S B90 | 090 | 090 | Jul 22 2025 | Jan 22 2026 | Jan 22 2026 | T | OK |  | 6 | 3.25 ton
L0014 | HEXAGON THEATRE, READING (L/G), BERKSHIRE, | RG1 7UA | Store. | n/a | L1121 | SHACKLE (ALL) | L | S B93 | 093 | 093 | Jul 22 2025 | Jan 22 2026 | Jan 22 2026 | T | OK |  | 6 | 1 ton
L0014 | HEXAGON THEATRE, READING (L/G), BERKSHIRE, | RG1 7UA | Store. | n/a | L1121 | SHACKLE (ALL) | L | S B94 | 094 | 094 | Jul 22 2025 | Jan 22 2026 | Jan 22 2026 | T | OK |  | 6 | 1 ton
L0014 | HEXAGON THEATRE, READING (L/G), BERKSHIRE, | RG1 7UA | Store. | n/a | L1121 | SHACKLE (ALL) | L | S B95 | 095 | 095 | Jul 22 2025 | Jan 22 2026 | Jan 22 2026 | T | OK |  | 6 | 1.5 ton
L0014 | HEXAGON THEATRE, READING (L/G), BERKSHIRE, | RG1 7UA | Store. | n/a | L1121 | SHACKLE (ALL) | L | S B97 | 097 | 097 | Jul 22 2025 | Jan 22 2026 | Jan 22 2026 | T | OK |  | 6 | 2 ton
L0014 | HEXAGON THEATRE, READING (L/G), BERKSHIRE, | RG1 7UA | Store. | n/a | L1121 | SHACKLE (ALL) | L | S B98 | 098 | B154 | Jul 22 2025 | Jan 22 2026 | Jan 22 2026 | T | OK |  | 6 | 2 ton
L0014 | HEXAGON THEATRE, READING (L/G), BERKSHIRE, | RG1 7UA | Store. | 63cm Green | L1015 | SLING (All) | L | WRS019 | 019 | 59283/17 | Jul 23 2025 | Jan 23 2026 | Jan 23 2026 | T | OK |  | 6 | 400 kg
L0014 | HEXAGON THEATRE, READING (L/G), BERKSHIRE, | RG1 7UA | Store. | 63cm Green | L1015 | SLING (All) | L | WRS020 | 020 | 59283/23 | Jul 23 2025 | Jan 23 2026 | Jan 23 2026 | T | OK |  | 6 | 400 kg
L0014 | HEXAGON THEATRE, READING (L/G), BERKSHIRE, | RG1 7UA | Store. | 63cm Green | L1015 | SLING (All) | L | WRS021 | 021 | 59283/24 | Jul 23 2025 | Jan 23 2026 | Jan 23 2026 | T | OK |  | 6 | 400 kg
L0014 | HEXAGON THEATRE, READING (L/G), BERKSHIRE, | RG1 7UA | Store. | 63cm Green | L1015 | SLING (All) | L | WRS024 | 024 | 59283/4 | Jul 23 2025 | Jan 23 2026 | Jan 23 2026 | T | OK |  | 6 | 400 kg
L0014 | HEXAGON THEATRE, READING (L/G), BERKSHIRE, | RG1 7UA | Store. | 63cm Green | L1015 | SLING (All) | L | WRS025 | 025 | 59283/10 | Jul 23 2025 | Jan 23 2026 | Jan 23 2026 | T | OK |  | 6 | 400 kg
L0014 | HEXAGON THEATRE, READING (L/G), BERKSHIRE, | RG1 7UA | Store. | 63cm Green | L1015 | SLING (All) | L | WRS026 | 026 | 59283/12 | Jul 23 2025 | Jan 23 2026 | Jan 23 2026 | T | OK |  | 6 | 400 kg
L0014 | HEXAGON THEATRE, READING (L/G), BERKSHIRE, | RG1 7UA | Store. | 63cm Green | L1015 | SLING (All) | L | WRS028 | 028 | 59283/18 | Jul 23 2025 | Jan 23 2026 | Jan 23 2026 | T | OK |  | 6 | 400 kg
L0014 | HEXAGON THEATRE, READING (L/G), BERKSHIRE, | RG1 7UA | Store. | 63cm Green | L1015 | SLING (All) | L | WRS029 | 029 | 59283/20 | Jul 23 2025 | Jan 23 2026 | Jan 23 2026 | T | OK |  | 6 | 400 kg
L0014 | HEXAGON THEATRE, READING (L/G), BERKSHIRE, | RG1 7UA | Store. | 63cm Green | L1015 | SLING (All) | L | WRS031 | 031 | 59283/14 | Jul 23 2025 | Jan 23 2026 | Jan 23 2026 | T | OK |  | 6 | 400 kg
L0014 | HEXAGON THEATRE, READING (L/G), BERKSHIRE, | RG1 7UA | Store. | 63cm Green | L1015 | SLING (All) | L | WRS033 | 033 | 59283/21 | Jul 23 2025 | Jan 23 2026 | Jan 23 2026 | T | OK |  | 6 | 400 kg
L0014 | HEXAGON THEATRE, READING (L/G), BERKSHIRE, | RG1 7UA | Store. | 63cm Green | L1015 | SLING (All) | L | WRS034 | 034 | 59283/5 | Jul 23 2025 | Jan 23 2026 | Jan 23 2026 | T | OK |  | 6 | 400 kg
L0014 | HEXAGON THEATRE, READING (L/G), BERKSHIRE, | RG1 7UA | Store. | 63cm Green | L1015 | SLING (All) | L | WRS036 | 036 | 59283/16 | Jul 23 2025 | Jan 23 2026 | Jan 23 2026 | T | OK |  | 6 | 400 kg
L0014 | HEXAGON THEATRE, READING (L/G), BERKSHIRE, | RG1 7UA | Store. | 63cm Green | L1015 | SLING (All) | L | WRS037 | 037 | 59283/7 | Jul 23 2025 | Jan 23 2026 | Jan 23 2026 | T | OK |  | 6 | 400 kg
L0014 | HEXAGON THEATRE, READING (L/G), BERKSHIRE, | RG1 7UA | Store. | 63cm Green | L1015 | SLING (All) | L | WRS038 | 038 | 59283/2 | Jul 23 2025 | Jan 23 2026 | Jan 23 2026 | T | OK |  | 6 | 400 kg
L0014 | HEXAGON THEATRE, READING (L/G), BERKSHIRE, | RG1 7UA | Store. | 156cm Red | L1015 | SLING (All) | L | WRS039 | 039 | UR11804/126 | Jul 23 2025 | Jan 23 2026 | Jan 23 2026 | T | OK |  | 6 | 1 Ton
L0014 | HEXAGON THEATRE, READING (L/G), BERKSHIRE, | RG1 7UA | Store. | 156cm Red | L1015 | SLING (All) | L | WRS041 | 041 | 11799/064 | Jul 23 2025 | Jan 23 2026 | Jan 23 2026 | T | OK |  | 6 | 1.28 Ton
L0014 | HEXAGON THEATRE, READING (L/G), BERKSHIRE, | RG1 7UA | Store. | 156cm Red | L1015 | SLING (All) | L | WRS042 | 042 | 10494/014 | Jul 23 2025 | Jan 23 2026 | Jan 23 2026 | T | OK |  | 6 | 1.28 ton
L0014 | HEXAGON THEATRE, READING (L/G), BERKSHIRE, | RG1 7UA | Store. | 28cm Green | L1015 | SLING (All) | L | WRS043 | 043 | 043 | Jul 23 2025 | Jan 23 2026 | Jan 23 2026 | T | OK |  | 6 | 250 kg
L0014 | HEXAGON THEATRE, READING (L/G), BERKSHIRE, | RG1 7UA | Store. | 28cm Green | L1015 | SLING (All) | L | WRS044 | 044 | 044 | Jul 23 2025 | Jan 23 2026 | Jan 23 2026 | T | OK |  | 6 | 250 kg
L0014 | HEXAGON THEATRE, READING (L/G), BERKSHIRE, | RG1 7UA | Store. | 28cm Green | L1015 | SLING (All) | L | WRS045 | 045 | 045 | Jul 23 2025 | Jan 23 2026 | Jan 23 2026 | T | OK |  | 6 | 250 kg
L0014 | HEXAGON THEATRE, READING (L/G), BERKSHIRE, | RG1 7UA | Store. | 28cm Green | L1015 | SLING (All) | L | WRS046 | 046 | 046 | Jul 23 2025 | Jan 23 2026 | Jan 23 2026 | T | BD |  | 6 | 250 kg
L0014 | HEXAGON THEATRE, READING (L/G), BERKSHIRE, | RG1 7UA | Store. | 28cm Green | L1015 | SLING (All) | L | WRS047 | 047 | 047 | Jul 23 2025 | Jan 23 2026 | Jan 23 2026 | T | OK |  | 6 | 250 kg
L0014 | HEXAGON THEATRE, READING (L/G), BERKSHIRE, | RG1 7UA | Store. | 90cm Green | L1015 | SLING (All) | L | WRS048 | 048 | 048 | Jul 23 2025 | Jan 23 2026 | Jan 23 2026 | T | BD |  | 6 | 250 kg
L0014 | HEXAGON THEATRE, READING (L/G), BERKSHIRE, | RG1 7UA | Store. | 90cm Green | L1015 | SLING (All) | L | WRS049 | 049 | 049 | Jul 23 2025 | Jan 23 2026 | Jan 23 2026 | T | BD |  | 6 | 250 kg
L0014 | HEXAGON THEATRE, READING (L/G), BERKSHIRE, | RG1 7UA | Store. | n/a | L1015 | SLING (All) | L | WRS056 | 056 | 056 | Jul 23 2025 | Jan 23 2026 | Jan 23 2026 | T | OK |  | 6 | 250 kg
L0014 | HEXAGON THEATRE, READING (L/G), BERKSHIRE, | RG1 7UA | Store. | n/a | L1015 | SLING (All) | L | WRS057 | 057 | 057 | Jul 23 2025 | Jan 23 2026 | Jan 23 2026 | T | OK |  | 6 | 250 kg
L0014 | HEXAGON THEATRE, READING (L/G), BERKSHIRE, | RG1 7UA | Store. | 5.1 metres Green | L1015 | SLING (All) | L | WRS058 | 058 | 058 | Jul 23 2025 | Jan 23 2026 | Jan 23 2026 | T | OK |  | 6 | 250 kg
L0014 | HEXAGON THEATRE, READING (L/G), BERKSHIRE, | RG1 7UA | Store. | n/a | L1015 | SLING (All) | L | WRS068 | 068 | 068 | Jul 23 2025 | Jan 23 2026 | Jan 23 2026 | T | OK |  | 6 | 200 kg
L0014 | HEXAGON THEATRE, READING (L/G), BERKSHIRE, | RG1 7UA | Store. | n/a | L1015 | SLING (All) | L | WRS069 | 069 | 4.11 | Jul 23 2025 | Jan 23 2026 | Jan 23 2026 | T | BD |  | 6 | 200 kg
L0014 | HEXAGON THEATRE, READING (L/G), BERKSHIRE, | RG1 7UA | Store. | 1 meter long | L1015 | SLING (All) | L | WRS072 | 072 | 66274D | Jul 23 2025 | Jan 23 2026 | Jan 23 2026 | T | OK |  | 6 | 400 kg
L0014 | HEXAGON THEATRE, READING (L/G), BERKSHIRE, | RG1 7UA | Store. | n/a | L1015 | SLING (All) | L | WRS075 | 075 | 075 | Jul 23 2025 | Jan 23 2026 | Jan 23 2026 | T | BD |  | 6 | 200 kg
L0014 | HEXAGON THEATRE, READING (L/G), BERKSHIRE, | RG1 7UA | Store. | 1.11 m | L1015 | SLING (All) | L | WRS076 | 076 | 076 | Jul 23 2025 | Jan 23 2026 | Jan 23 2026 | T | BD |  | 6 | 200 kg
L0014 | HEXAGON THEATRE, READING (L/G), BERKSHIRE, | RG1 7UA | Store. | n/a | L1015 | SLING (All) | L | WRS077 | 077 | 077 | Jul 23 2025 | Jan 23 2026 | Jan 23 2026 | T | BD |  | 6 | 200 kg
L0014 | HEXAGON THEATRE, READING (L/G), BERKSHIRE, | RG1 7UA | Store. | 1.11 m | L1015 | SLING (All) | L | WRS078 | 078 | 078 | Jul 23 2025 | Jan 23 2026 | Jan 23 2026 | T | BD |  | 6 | 200 kg
L0014 | HEXAGON THEATRE, READING (L/G), BERKSHIRE, | RG1 7UA | Store. | 28cm Green | L1015 | SLING (All) | L | WRS079 | 079 | 079 | Jul 23 2025 | Jan 23 2026 | Jan 23 2026 | T | OK |  | 6 | 250 kg
L0014 | HEXAGON THEATRE, READING (L/G), BERKSHIRE, | RG1 7UA | Store. | 98 cm | L1015 | SLING (All) | L | WRS081 | 081 | 081 | Jul 23 2025 | Jan 23 2026 | Jan 23 2026 | T | OK |  | 6 | 250 kg
L0014 | HEXAGON THEATRE, READING (L/G), BERKSHIRE, | RG1 7UA | Store. | 98 cm | L1015 | SLING (All) | L | WRS082 | 082 | 082 | Jul 23 2025 | Jan 23 2026 | Jan 23 2026 | T | OK |  | 6 | 250 kg
L0014 | HEXAGON THEATRE, READING (L/G), BERKSHIRE, | RG1 7UA | Store. | 156cm Red | L1015 | SLING (All) | L | WRS085 | 085 | UR19197A | Jul 23 2025 | Jan 23 2026 | Jan 23 2026 | T | OK |  | 6 | 1 Ton
L0014 | HEXAGON THEATRE, READING (L/G), BERKSHIRE, | RG1 7UA | Store. | 7.38m | L1015 | SLING (All) | L | WRS087 | 087 | 20586 28 | Jul 23 2025 | Jan 23 2026 | Jan 23 2026 | T | OK |  | 6 | 1 tonne
L0014 | HEXAGON THEATRE, READING (L/G), BERKSHIRE, | RG1 7UA | Store. | 7.38m | L1015 | SLING (All) | L | WRS088 | 088 | 20586 26 | Jul 23 2025 | Jan 23 2026 | Jan 23 2026 | T | OK |  | 6 | 1 tonne
L0014 | HEXAGON THEATRE, READING (L/G), BERKSHIRE, | RG1 7UA | Store. | 7.38m | L1015 | SLING (All) | L | WRS089 | 089 | 20586 22 | Jul 23 2025 | Jan 23 2026 | Jan 23 2026 | T | OK |  | 6 | 1 tonne
L0014 | HEXAGON THEATRE, READING (L/G), BERKSHIRE, | RG1 7UA | Store. | 3.01m | L1015 | SLING (All) | L | WRS103 | 103 | 20586 21 | Jul 23 2025 | Jan 23 2026 | Jan 23 2026 | T | OK |  | 6 | 1 tonne
L0014 | HEXAGON THEATRE, READING (L/G), BERKSHIRE, | RG1 7UA | Store. | 28cm Green | L1015 | SLING (All) | L | WRS117 | 117 | 117 | Aug 18 2025 | Feb 18 2026 | Feb 18 2026 | T | OK |  | 6 | 1.28 Ton
L0014 | HEXAGON THEATRE, READING (L/G), BERKSHIRE, | RG1 7UA | Store. | 2 metre | L1015 | SLING (All) | L | WRS118 | 118 | 2502/020/034 | Jul 23 2025 | Jan 23 2026 | Jan 23 2026 | T | OK |  | 6 | 250 kg
L0014 | HEXAGON THEATRE, READING (L/G), BERKSHIRE, | RG1 7UA | Store. | 5 metre | L1015 | SLING (All) | L | WRS121 | 121 | 1204/00074 | Jul 23 2025 | Jan 23 2026 | Jan 23 2026 | T | OK |  | 6 | 306 kg
L0014 | HEXAGON THEATRE, READING (L/G), BERKSHIRE, | RG1 7UA | Store. | 5 metre | L1015 | SLING (All) | L | WRS123 | 123 | 1204/00073 | Jul 23 2025 | Jan 23 2026 | Jan 23 2026 | T | OK |  | 6 | 306 kg
L0014 | HEXAGON THEATRE, READING (L/G), BERKSHIRE, | RG1 7UA | Store. | 5 metre | L1015 | SLING (All) | L | WRS124 | 124 | 1204/00077 | Jul 23 2025 | Jan 23 2026 | Jan 23 2026 | T | OK |  | 6 | 306 kg
L0014 | HEXAGON THEATRE, READING (L/G), BERKSHIRE, | RG1 7UA | Store. | 5 metre | L1015 | SLING (All) | L | WRS125 | 125 | 1204/00070 | Jul 23 2025 | Jan 23 2026 | Jan 23 2026 | T | OK |  | 6 | 306 kg
L0014 | HEXAGON THEATRE, READING (L/G), BERKSHIRE, | RG1 7UA | Store. | 5 metre | L1015 | SLING (All) | L | WRS126 | 126 | 1204/00069 | Jul 23 2025 | Jan 23 2026 | Jan 23 2026 | T | OK |  | 6 | 306 kg
L0016 | WEIRSIDE COURT, ORTS ROAD, READING., | RG1 3JS | Hallway | 4 Floor | L4304 | LIFT (4 Floors) | L | 00003 | 00003 | 941333 | May 14 2025 | Nov 14 2025 | Nov 14 2025 | T | AN |  | 6 | 7 Persons OR 525 kg
L0016 | WEIRSIDE COURT, ORTS ROAD, READING., | RG1 3JS | End Of Hallway | 4 Floor | L4304 | LIFT (4 Floors) | L | 6042301 | 6042301 | 6042301 | May 14 2025 | Nov 14 2025 | Nov 14 2025 | T | OK |  | 6 | 2 persons plus wheel
L0017 | CHRISTCHURCH GARDENS, READING, , | RG2 7AH | Lift B | 3 Floor | L4303 | LIFT (2/3 Floors) | L | 00001 | 00001 | 78NJ 3321 | Jun 3 2025 | Dec 3 2025 | Dec 3 2025 | T | BD |  | 6 | 12 Persons Or 900 kg
L0017 | CHRISTCHURCH GARDENS, READING, , | RG2 7AH | Lift A | 3 Floor | L4303 | LIFT (2/3 Floors) | L | 00003 | 00003 | 78NJ 3320 | Jun 3 2025 | Dec 3 2025 | Dec 3 2025 | T | BD |  | 6 | 8 Persons OR 600 kg
L0017 | CHRISTCHURCH GARDENS, READING, , | RG2 7AH | Lift A | Lift Motor Room | L2020 | RUNWAY (< 20 ft) | L | RW1 | RW1 | Not Known | Jun 3 2025 | Dec 3 2025 | Dec 3 2025 | T | OK |  | 6 | 1200 kg
L0017 | CHRISTCHURCH GARDENS, READING, , | RG2 7AH | Lift B | Lift Motor Room | L2020 | RUNWAY (< 20 ft) | L | RW2 | RW2 | Not Known | Jun 3 2025 | Dec 3 2025 | Dec 3 2025 | T | OK |  | 6 | 1700 kg
L0026 | BRISTOW COURT, HARLEY ROAD, READING, BERKSHIRE | RG4 8DA | Rear bridge area | direct acting hydraulic. | L4303 | LIFT (2/3 Floors) | L | MT337002 | MT337002 | MT337002 | Aug 8 2025 | Feb 8 2026 | Feb 8 2026 | T | OK |  | 6 | 4 Persons OR 400 kg
L0026 | BRISTOW COURT, HARLEY ROAD, READING, BERKSHIRE | RG4 8DA | Entrance hall | direct acting serving 2 floors. | L4303 | LIFT (2/3 Floors) | L | PGL1 | 0001 | 40921 | Aug 8 2025 | Feb 8 2026 | Feb 8 2026 | T | BD |  | 6 | 630 kg OR 8 Persons
L0026 | BRISTOW COURT, HARLEY ROAD, READING, BERKSHIRE | RG4 8DA | Lift shaft | n/a | L2020 | RUNWAY (< 20 ft) | L | R1 | Not Known | BC1 | Aug 8 2025 | Feb 8 2026 | Feb 8 2026 | T | OK |  | 6 | 1.5 tonne
L0027 | THE DELL, LONDON ROAD, READING., | RG1 4JS | Padley Court 'C' | 5 Floor | L4305 | LIFT (5 Floors) | L | 78NJ5615 | 78NJ5615 | 78NJ5615 | Apr 22 2025 | Oct 22 2025 | Oct 22 2025 | T | BD |  | 6 | 13 persons OR 1000 k
L0027 | THE DELL, LONDON ROAD, READING., | RG1 4JS | Tyrrell Court Left Hand | 5 floor | L4305 | LIFT (5 Floors) | L | No 1 | No 1 | 78NJ5614 | Apr 22 2025 | Oct 22 2025 | Oct 22 2025 | T | OK |  | 6 | 13 Persons OR 1000 k
L0027 | THE DELL, LONDON ROAD, READING., | RG1 4JS | Tyrrell Court Right Hand | 5 Floor | L4305 | LIFT (5 Floors) | L | No 2 | No 2 | 78NJ5613 | Apr 22 2025 | Oct 22 2025 | Oct 22 2025 | T | AN |  | 6 | 8 Persons OR 630 kg
L0029 | TOWN HALL, FRIAR STREET, READING, BERKS | RG1 1 | Scenic Lift | 4 Floor | L4304 | LIFT (4 Floors) | L | 00004 | 00004 | 19987 | Sep 22 2025 | Mar 22 2026 | Mar 22 2026 | T | BD |  | 6 | 8 Persons OR 630 kg
L0029 | TOWN HALL, FRIAR STREET, READING, BERKS | RG1 1 | Stage Piano Hoist | Stage Lift | L4999 | LIFT (All) | L | 00005 | 00005 | 00005 | Sep 22 2025 | Sep 22 2026 | Sep 22 2026 | T | NV |  | 12 | 750 kg
L0029 | TOWN HALL, FRIAR STREET, READING, BERKS | RG1 1 | Picture Lift | Lift Shaft | L2020 | RUNWAY (< 20 ft) | L | 01192 | 01192 | 01192 | Sep 22 2025 | Mar 22 2026 | Mar 22 2026 | T | OK |  | 6 | 1 tonne
L0029 | TOWN HALL, FRIAR STREET, READING, BERKS | RG1 1 | Kitchen | 2 Floor Direct Acting | L4303 | LIFT (2/3 Floors) | L | 07/2213 | 07/2213 | 87/2213 | Sep 22 2025 | Mar 22 2026 | Mar 22 2026 | T | OK |  | 6 | 4 Persons OR 500 kg
L0029 | TOWN HALL, FRIAR STREET, READING, BERKS | RG1 1 | Picture Lift | 3 Floor | L4303 | LIFT (2/3 Floors) | L | 19988 | 19988 | 19988 | Sep 22 2025 | Mar 22 2026 | Mar 22 2026 | T | BD |  | 6 | 8 Persons OR 630 kg
L0029 | TOWN HALL, FRIAR STREET, READING, BERKS | RG1 1 | Main Entrance | 3 Floor | L4303 | LIFT (2/3 Floors) | L | 87/2212 | 872212 | 87/2212 | Sep 22 2025 | Mar 22 2026 | Mar 22 2026 | T | BD |  | 6 | 10 Persons OR 800 kg
L0029 | TOWN HALL, FRIAR STREET, READING, BERKS | RG1 1 | The Pantry Cafe | n/a | L4303 | LIFT (2/3 Floors) | L | LR2352 | LR2352 | LR2352 | Sep 22 2025 | Mar 22 2026 | Mar 22 2026 | T | BD |  | 6 | 2 Persons plus wheel
L0029 | TOWN HALL, FRIAR STREET, READING, BERKS | RG1 1 | Main Entrance | Lift Motor Room | L2020 | RUNWAY (< 20 ft) | L | R2 | R2 | R2 | Sep 22 2025 | Mar 22 2026 | Mar 22 2026 | T | OK |  | 6 | 1000 kg
L0029 | TOWN HALL, FRIAR STREET, READING, BERKS | RG1 1 | Main Entrance | Lift Motor Room | L2020 | RUNWAY (< 20 ft) | L | R3 | R3 | R3 | Sep 22 2025 | Mar 22 2026 | Mar 22 2026 | T | OK |  | 6 | 1000 kg
L0033 | HEXAGON THEATRE, READING (LIFT), BERKSHIRE, | RG1 7UA | Main Entrance | Serving 2 Floors | L4303 | LIFT (2/3 Floors) | L | 00001 | 00001 | C604 | Jul 15 2025 | Jan 15 2026 | Jan 15 2026 | T | OK |  | 6 | 8 Persons OR 630 kg
L0033 | HEXAGON THEATRE, READING (LIFT), BERKSHIRE, | RG1 7UA | Top Of Lift Shaft | n/a | L2020 | RUNWAY (< 20 ft) | L | 13721 | 13721 | 13721 | Jul 15 2025 | Jan 15 2026 | Jan 15 2026 | T | OK |  | 6 | 1000 kg
L0040 | READING CENTRAL LIBRARY, ABBEY SQUARE, READING, | RG1 3BQ | Public Lift | 4 Floor | L4304 | LIFT (4 Floors) | L | 00001 | 00001 | 3987184 | Apr 22 2025 | Oct 22 2025 | Oct 22 2025 | T | BD |  | 6 | 8 Persons OR 600 kg
L0040 | READING CENTRAL LIBRARY, ABBEY SQUARE, READING, | RG1 3BQ | Staff Lift | 4 Floor | L4304 | LIFT (4 Floors) | L | 00002 | 00002 | CF15771 | Apr 22 2025 | Oct 22 2025 | Oct 22 2025 | T | AN |  | 6 | 8 Persons OR 600 kg
L0040 | READING CENTRAL LIBRARY, ABBEY SQUARE, READING, | RG1 3BQ | Staff Lift | Lift Shaft | L2020 | RUNWAY (< 20 ft) | L | 4890 | 4890 | 4890 | Apr 22 2025 | Oct 22 2025 | Oct 22 2025 | T | OK |  | 6 | 1200 kg
L0040 | READING CENTRAL LIBRARY, ABBEY SQUARE, READING, | RG1 3BQ | Public Lift | Lift Shaft | L2020 | RUNWAY (< 20 ft) | L | 4891 | 4891 | 4891 | Apr 22 2025 | Oct 22 2025 | Oct 22 2025 | T | OK |  | 6 | 1200 kg
L0050 | THAMESBRIDGE HOUSE, NORTHUMBERLAND AVENUE, READING, | RG2 8DJ | Reception | 2 Floor | L4303 | LIFT (2/3 Floors) | L | #00002 | 00002 | 99/2150 | Oct 13 2025 | Apr 13 2026 | Apr 13 2026 | T | BD |  | 6 | 8 Persons OR 630 kg
L0050 | THAMESBRIDGE HOUSE, NORTHUMBERLAND AVENUE, READING, | RG2 8DJ | Reception | Lift Shaft | L2020 | RUNWAY (< 20 ft) | L | R2 | Not Applicable | R2 | Oct 13 2025 | Apr 13 2026 | Apr 13 2026 | T | OK |  | 6 | 1000 kg
L0051 | TILEHURST YOUTH & COMM CENTRE, 23 THE TRIANGLE, READING, | RG30 4RN | Lift Shaft | n/a | L2020 | RUNWAY (< 20 ft) | L | 14367 | 14367 | 14367 | Sep 29 2025 | Mar 29 2026 | Mar 29 2026 | T | NV |  | 6 | 1000 kg
L0051 | TILEHURST YOUTH & COMM CENTRE, 23 THE TRIANGLE, READING, | RG30 4RN | Foyer | 2 Floor Indirect Acting | L4303 | LIFT (2/3 Floors) | L | 8006 | 8006 | 8006 | Sep 29 2025 | Mar 29 2026 | Mar 29 2026 | T | NV |  | 6 | 8 Persons OR 630 kg
L0052 | COUNCIL OFFICES, 6 DARWIN CLOSE, READING, | RG2 0TB | Treefelling John | 3 m | L1263 | HARNESS CLIMBING (ALL) | L | 03/09 | 03/09 | 03/09 | Aug 6 2025 | Feb 6 2026 | Feb 6 2026 | T | OK |  | 6 | 22 kN
L0052 | COUNCIL OFFICES, 6 DARWIN CLOSE, READING, | RG2 0TB | Treefelling Nathan | n/a | L1263 | HARNESS CLIMBING (ALL) | L | 0780 | 0780 | 0780 | Aug 6 2025 | Feb 6 2026 | Feb 6 2026 | T | OK |  | 6 | 1 Person
L0052 | COUNCIL OFFICES, 6 DARWIN CLOSE, READING, | RG2 0TB | Treefelling Riging Kit-Suitcase | Red To 16mm dia Rope | L2151 | BLOCKS (All) | L | 09/12179/18 | 09/12179/18 | 09/12179/18 | Aug 6 2025 | Feb 6 2026 | Feb 6 2026 | T | OK |  | 6 | 2000 kg
L0052 | COUNCIL OFFICES, 6 DARWIN CLOSE, READING, | RG2 0TB | Treefelling John | n/a | L1263 | HARNESS CLIMBING (ALL) | L | 10047123 | 10047123 | 10047123 | Aug 6 2025 | Feb 6 2026 | Feb 6 2026 | T | OK |  | 6 | 1 Person
L0052 | COUNCIL OFFICES, 6 DARWIN CLOSE, READING, | RG2 0TB | Treefelling Dan J | Or/Wh 3m | L1263 | HARNESS CLIMBING (ALL) | L | 10HBL5SE | 10HBL5SE | 10HBL5SE | Aug 6 2025 | Feb 6 2026 | Feb 6 2026 | T | OK |  | 6 | 1 Person
L0052 | COUNCIL OFFICES, 6 DARWIN CLOSE, READING, | RG2 0TB | Treefelling Riging Kit -Bag | Whoopie Sling 19mm 95-365cm | L1015 | SLING (All) | L | 133549 | 133549 | 133549 | Aug 6 2025 | Feb 6 2026 | Feb 6 2026 | T | OK |  | 6 | 1915 kg
L0052 | COUNCIL OFFICES, 6 DARWIN CLOSE, READING, | RG2 0TB | Treefelling Dan J | n/a | L1263 | HARNESS CLIMBING (ALL) | L | 14231134 | 14231134 | 14231134 | Aug 6 2025 | Feb 6 2026 | Feb 6 2026 | T | OK |  | 6 | 1 Person
L0052 | COUNCIL OFFICES, 6 DARWIN CLOSE, READING, | RG2 0TB | Treefelling Dan J | 5m | L1251 | HARNESS (ALL) | L | 143863-001 | 143863-001 | 143863-001 | Aug 6 2025 | Feb 6 2026 | Feb 6 2026 | T | OK |  | 6 | 1 Person
L0052 | COUNCIL OFFICES, 6 DARWIN CLOSE, READING, | RG2 0TB | Treefelling Riging Kit-Suitcase | Whoopie Sling Extreme 0.9-2.4m | L1015 | SLING (All) | L | 149245-013 | 149245-013 | 149245-013 | Aug 6 2025 | Feb 6 2026 | Feb 6 2026 | T | OK |  | 6 | 4740 kg MBS
L0052 | COUNCIL OFFICES, 6 DARWIN CLOSE, READING, | RG2 0TB | Treefelling Store | T508 | L2112 | TIRFOR (All) | L | 1507026 | 1507026 | 1507026 | Feb 3 2025 | Feb 3 2026 | Feb 3 2026 | T | BD |  | 12 | 800 kg
L0052 | COUNCIL OFFICES, 6 DARWIN CLOSE, READING, | RG2 0TB | Treefelling Nathan | 60cm | L1251 | HARNESS (ALL) | L | 158537-037 | 158537-037 | 158537-037 | Aug 6 2025 | Feb 6 2026 | Feb 6 2026 | T | OK |  | 6 | 22 Kn
L0052 | COUNCIL OFFICES, 6 DARWIN CLOSE, READING, | RG2 0TB | Treefelling John | RazorBack | L1263 | HARNESS CLIMBING (ALL) | L | 16182729 | 16182729 | 16182729 | Aug 6 2025 | Feb 6 2026 | Feb 6 2026 | T | OK |  | 6 | 100 kg
L0052 | COUNCIL OFFICES, 6 DARWIN CLOSE, READING, | RG2 0TB | Treefelling Dan J | 0.7 m | L1251 | HARNESS (ALL) | L | 16547134 | 16547134 | 16547134 | Aug 6 2025 | Feb 6 2026 | Feb 6 2026 | T | OK |  | 6 | 1 Person
L0052 | COUNCIL OFFICES, 6 DARWIN CLOSE, READING, | RG2 0TB | Treefelling John | n/a | L1263 | HARNESS CLIMBING (ALL) | L | 170750221E | 170750221E | 170750221E | Aug 6 2025 | Feb 6 2026 | Feb 6 2026 | T | OK |  | 6 | 25 kN
L0052 | COUNCIL OFFICES, 6 DARWIN CLOSE, READING, | RG2 0TB | Treefelling Riging Kit-Suitcase | yellow 16mm anchor rope 5m | L1015 | SLING (All) | L | 17-30069 | 17-30069 | 17-30069 | Aug 6 2025 | Feb 6 2026 | Feb 6 2026 | T | OK |  | 6 | 6620 kg (Static Load
L0052 | COUNCIL OFFICES, 6 DARWIN CLOSE, READING, | RG2 0TB | Treefelling Dan J | n/a | L1263 | HARNESS CLIMBING (ALL) | L | 173061253G | 173061253G | 173061253G | Aug 6 2025 | Feb 6 2026 | Feb 6 2026 | T | OK |  | 6 | 25 kN
L0052 | COUNCIL OFFICES, 6 DARWIN CLOSE, READING, | RG2 0TB | Treefelling Riging Kit -Bag | Flying Capstan | L2211 | WINCH (All) | L | 1903023 | 1903023 | 1903023 | Aug 6 2025 | Feb 6 2026 | Feb 6 2026 | T | OK |  | 6 | 750 kg
L0052 | COUNCIL OFFICES, 6 DARWIN CLOSE, READING, | RG2 0TB | Treefelling Riging Kit-Suitcase | Capstan Complete with Tensioner 867460. | L2211 | WINCH (All) | L | 1905071 | 1905071 | 1905071 | Aug 6 2025 | Feb 6 2026 | Feb 6 2026 | T | OK |  | 6 | 2000 kg
L0052 | COUNCIL OFFICES, 6 DARWIN CLOSE, READING, | RG2 0TB | Treefelling Riging Kit -Bag | 16mm dia Rope | L2151 | BLOCKS (All) | L | 191202690016 | 191202690016 | 191202690016 | Aug 6 2025 | Feb 6 2026 | Feb 6 2026 | T | OK |  | 6 | 20 kN
L0052 | COUNCIL OFFICES, 6 DARWIN CLOSE, READING, | RG2 0TB | Treefelling Dan J | n/a | L1263 | HARNESS CLIMBING (ALL) | L | 192810813J | 192810813J | 192810813J | Aug 6 2025 | Feb 6 2026 | Feb 6 2026 | T | OK |  | 6 | 25 kN
L0052 | COUNCIL OFFICES, 6 DARWIN CLOSE, READING, | RG2 0TB | Treefelling Riging Kit-Suitcase | 16 mm 5m | L1015 | SLING (All) | L | 193678 | 193678 | 193678 | Aug 6 2025 | Feb 6 2026 | Feb 6 2026 | T | OK |  | 6 | 4900 kg
L0052 | COUNCIL OFFICES, 6 DARWIN CLOSE, READING, | RG2 0TB | Treefelling Dan J | n/a | L1263 | HARNESS CLIMBING (ALL) | L | 201430292J | 201430292J | 201430292J | Aug 6 2025 | Feb 6 2026 | Feb 6 2026 | T | OK |  | 6 | 25 kN
L0052 | COUNCIL OFFICES, 6 DARWIN CLOSE, READING, | RG2 0TB | Treefelling John | Work Positioning Lanyard 3m | L1263 | HARNESS CLIMBING (ALL) | L | 2021100343 | 2021100343 | 2021100343 | Aug 6 2025 | Feb 6 2026 | Feb 6 2026 | T | BD |  | 6 | 100 kg
L0052 | COUNCIL OFFICES, 6 DARWIN CLOSE, READING, | RG2 0TB | Treefelling Nathan | Work Positioning Lanyard 3m | L1263 | HARNESS CLIMBING (ALL) | L | 2021100391 | 2021100391 | 2021100391 | Aug 6 2025 | Feb 6 2026 | Feb 6 2026 | T | BD |  | 6 | 100 kg
L0052 | COUNCIL OFFICES, 6 DARWIN CLOSE, READING, | RG2 0TB | Treefelling Dan J | 3m | L1251 | HARNESS (ALL) | L | 2021100401 | 2021100401 | 2021100401 | Aug 6 2025 | Feb 6 2026 | Feb 6 2026 | T | OK |  | 6 | 1 Person
L0052 | COUNCIL OFFICES, 6 DARWIN CLOSE, READING, | RG2 0TB | Treefelling Nathan | n/a | L1263 | HARNESS CLIMBING (ALL) | L | 2021-2967 | 2021-2967 | 2021-2967 | Aug 6 2025 | Feb 6 2026 | Feb 6 2026 | T | OK |  | 6 | 1 Person
L0052 | COUNCIL OFFICES, 6 DARWIN CLOSE, READING, | RG2 0TB | Treefelling Nathan | 70cm | L1251 | HARNESS (ALL) | L | 21/04-1131 | 21/04-1131 | 21/04-1131 | Aug 6 2025 | Feb 6 2026 | Feb 6 2026 | T | OK |  | 6 | 1 Person
L0052 | COUNCIL OFFICES, 6 DARWIN CLOSE, READING, | RG2 0TB | Treefelling Dan J | 0.7 m | L1251 | HARNESS (ALL) | L | 21/10-000375 | 21/10-000375 | 21/10-000375 | Aug 6 2025 | Feb 6 2026 | Feb 6 2026 | T | OK |  | 6 | 1 Person
L0052 | COUNCIL OFFICES, 6 DARWIN CLOSE, READING, | RG2 0TB | Treefelling John | 70 cm | L1263 | HARNESS CLIMBING (ALL) | L | 21/10-000376 | 21/10-000376 | 21/10-000376 | Aug 6 2025 | Feb 6 2026 | Feb 6 2026 | T | OK |  | 6 | 1 Person
L0052 | COUNCIL OFFICES, 6 DARWIN CLOSE, READING, | RG2 0TB | Treefelling Nathan | 0.7m | L1251 | HARNESS (ALL) | L | 21/109001907 | 21/109001907 | 21/109001907 | Aug 6 2025 | Feb 6 2026 | Feb 6 2026 | T | OK |  | 6 | 1 person
L0052 | COUNCIL OFFICES, 6 DARWIN CLOSE, READING, | RG2 0TB | Treefelling Dan J | n/a | L1263 | HARNESS CLIMBING (ALL) | L | 21086L0024 | 21086L0024 | 21086L0024 | Aug 6 2025 | Feb 6 2026 | Feb 6 2026 | T | OK |  | 6 | 26 kN
L0052 | COUNCIL OFFICES, 6 DARWIN CLOSE, READING, | RG2 0TB | Treefelling John | n/a | L1263 | HARNESS CLIMBING (ALL) | L | 211265054J | 211265054J | 211265054J | Aug 6 2025 | Feb 6 2026 | Feb 6 2026 | T | OK |  | 6 | 25 kN
L0052 | COUNCIL OFFICES, 6 DARWIN CLOSE, READING, | RG2 0TB | Treefelling Nathan | n/a | L1263 | HARNESS CLIMBING (ALL) | L | 211266273J | 211266273J | 211266273J | Aug 6 2025 | Feb 6 2026 | Feb 6 2026 | T | OK |  | 6 | 25 kN
L0052 | COUNCIL OFFICES, 6 DARWIN CLOSE, READING, | RG2 0TB | Treefelling John | n/a | L1263 | HARNESS CLIMBING (ALL) | L | 211270435J | 211270435J | 211270435J | Aug 6 2025 | Feb 6 2026 | Feb 6 2026 | T | OK |  | 6 | 25 kN
L0052 | COUNCIL OFFICES, 6 DARWIN CLOSE, READING, | RG2 0TB | Treefelling Nathan | 13mm | L1263 | HARNESS CLIMBING (ALL) | L | 211349890035 | 211349890035 | 211349890035 | Aug 6 2025 | Feb 6 2026 | Feb 6 2026 | T | OK |  | 6 | 1 Person
L0052 | COUNCIL OFFICES, 6 DARWIN CLOSE, READING, | RG2 0TB | Treefelling John | n/a | L1251 | HARNESS (ALL) | L | 211374930032 | 211374930032 | 211374930032 | Aug 6 2025 | Feb 6 2026 | Feb 6 2026 | T | OK |  | 6 | 1 Person
L0052 | COUNCIL OFFICES, 6 DARWIN CLOSE, READING, | RG2 0TB | Treefelling John | n/a | L1263 | HARNESS CLIMBING (ALL) | L | 211407890030 | 211407890030 | 211407890030 | Aug 6 2025 | Feb 6 2026 | Feb 6 2026 | T | OK |  | 6 | 30 kN
L0052 | COUNCIL OFFICES, 6 DARWIN CLOSE, READING, | RG2 0TB | Treefelling Nathan | n/a | L1263 | HARNESS CLIMBING (ALL) | L | 211450960053 | 211450960053 | 211450960053 | Aug 6 2025 | Feb 6 2026 | Feb 6 2026 | T | OK |  | 6 | 30 kN
L0052 | COUNCIL OFFICES, 6 DARWIN CLOSE, READING, | RG2 0TB | Treefelling Nathan | n/a | L1263 | HARNESS CLIMBING (ALL) | L | 212352519J | 212352519J | 212352519J | Aug 6 2025 | Feb 6 2026 | Feb 6 2026 | T | OK |  | 6 | 30 kN
L0052 | COUNCIL OFFICES, 6 DARWIN CLOSE, READING, | RG2 0TB | Treefelling Dan J | n/a | L1251 | HARNESS (ALL) | L | 21288264/003 | 21288264/003 | 21288264/003 | Aug 6 2025 | Feb 6 2026 | Feb 6 2026 | T | OK |  | 6 | 1 Person
L0052 | COUNCIL OFFICES, 6 DARWIN CLOSE, READING, | RG2 0TB | Treefelling Nathan | n/a | L1263 | HARNESS CLIMBING (ALL) | L | 21A0305357350 | 21A0305357350 | 21A0305357350 | Aug 6 2025 | Feb 6 2026 | Feb 6 2026 | T | OK |  | 6 | 27 kN
L0052 | COUNCIL OFFICES, 6 DARWIN CLOSE, READING, | RG2 0TB | Treefelling Dan J | n/a | L1251 | HARNESS (ALL) | L | 21H0349857640 | 21H0349857640 | 21H0349857640 | Aug 6 2025 | Feb 6 2026 | Feb 6 2026 | T | OK |  | 6 | 1 Person
L0052 | COUNCIL OFFICES, 6 DARWIN CLOSE, READING, | RG2 0TB | Treefelling John | drena line 11.8 mm | L1999 | LIFTING GEAR MISC. (All) | L | 22/284 | 22/284 | 86313 | Aug 6 2025 | Feb 6 2026 | Feb 6 2026 | T | OK |  | 6 | 15 kN MBS
L0052 | COUNCIL OFFICES, 6 DARWIN CLOSE, READING, | RG2 0TB | Treefelling Nathan | n/a | L1263 | HARNESS CLIMBING (ALL) | L | 222830438E | 222830438E | 222830438E | Aug 6 2025 | Feb 6 2026 | Feb 6 2026 | T | OK |  | 6 | 25 kN
L0052 | COUNCIL OFFICES, 6 DARWIN CLOSE, READING, | RG2 0TB | Treefelling Dan J | 0.7 m | L1251 | HARNESS (ALL) | L | 22K0706-018 | 22K0706-018 | 22K0706-018 | Aug 6 2025 | Feb 6 2026 | Feb 6 2026 | T | OK |  | 6 | 1 Person
L0052 | COUNCIL OFFICES, 6 DARWIN CLOSE, READING, | RG2 0TB | Treefelling Dan J | 0.7 m | L1251 | HARNESS (ALL) | L | 22K0706-040 | 22K0706-040 | 22K0706-040 | Aug 6 2025 | Feb 6 2026 | Feb 6 2026 | T | OK |  | 6 | 1 Person
L0052 | COUNCIL OFFICES, 6 DARWIN CLOSE, READING, | RG2 0TB | Treefelling Dan J | n/a | L1263 | HARNESS CLIMBING (ALL) | L | 231703068J | 231703068J | 231703068J | Aug 6 2025 | Feb 6 2026 | Feb 6 2026 | T | OK |  | 6 | 25 kN
L0052 | COUNCIL OFFICES, 6 DARWIN CLOSE, READING, | RG2 0TB | Treefelling Dan J | n/a | L1263 | HARNESS CLIMBING (ALL) | L | 231703178J | 231703178J | 231703178J | Aug 6 2025 | Feb 6 2026 | Feb 6 2026 | T | OK |  | 6 | 25 kN
L0052 | COUNCIL OFFICES, 6 DARWIN CLOSE, READING, | RG2 0TB | Treefelling Nathan | 35m | L1999 | LIFTING GEAR MISC. (All) | L | 23A1442-007 | 23A1442-007 | 23A1442-007 | Aug 6 2025 | Feb 6 2026 | Feb 6 2026 | T | OK |  | 6 | 15 kN MBS
L0052 | COUNCIL OFFICES, 6 DARWIN CLOSE, READING, | RG2 0TB | Treefelling Dan J | 0.7 m | L1251 | HARNESS (ALL) | L | 23J1216-083 | 23J1216-083 | 23J1216-083 | Aug 6 2025 | Feb 6 2026 | Feb 6 2026 | T | OK |  | 6 | 1 Person
L0052 | COUNCIL OFFICES, 6 DARWIN CLOSE, READING, | RG2 0TB | Treefelling Nathan | n/a | L1263 | HARNESS CLIMBING (ALL) | L | 250521714E | 250521714E | 250521714E | Aug 6 2025 | Feb 6 2026 | Feb 6 2026 | T | OK |  | 6 | 25 kN
L0052 | COUNCIL OFFICES, 6 DARWIN CLOSE, READING, | RG2 0TB | Treefelling Nathan | 0.6m | L1251 | HARNESS (ALL) | L | 25C1348-155 | 25C1348-155 | 25C1348-155 | Aug 6 2025 | Feb 6 2026 | Feb 6 2026 | T | OK |  | 6 | 1 Person
L0052 | COUNCIL OFFICES, 6 DARWIN CLOSE, READING, | RG2 0TB | Treefelling Riging Kit -Bag | Flying Capstan | L2211 | WINCH (All) | L | 6432078 | 6432078 | 6432078 | Aug 6 2025 | Feb 6 2026 | Feb 6 2026 | T | OK |  | 6 | 1000kg
L0052 | COUNCIL OFFICES, 6 DARWIN CLOSE, READING, | RG2 0TB | Treefelling Dan J | Dreanaline 11.8mm 45m | L1999 | LIFTING GEAR MISC. (All) | L | 72964 | 72964 | 72964 | Aug 6 2025 | Feb 6 2026 | Feb 6 2026 | T | OK |  | 6 | 15 kN MBS
L0052 | COUNCIL OFFICES, 6 DARWIN CLOSE, READING, | RG2 0TB | Treefelling Dan J | 11.5 mm 20m | L1999 | LIFTING GEAR MISC. (All) | L | 86301 | 1880055 | 1880055 | Aug 6 2025 | Feb 6 2026 | Feb 6 2026 | T | OK |  | 6 | 15 kN MBS
L0052 | COUNCIL OFFICES, 6 DARWIN CLOSE, READING, | RG2 0TB | Treefelling Nathan | 45m | L1999 | LIFTING GEAR MISC. (All) | L | 86315 | 86315 | 86315 | Aug 6 2025 | Feb 6 2026 | Feb 6 2026 | T | OK |  | 6 | 15 kN MBS
L0052 | COUNCIL OFFICES, 6 DARWIN CLOSE, READING, | RG2 0TB | Treefelling Nathan | 3 m | L1263 | HARNESS CLIMBING (ALL) | L | 9576022 | 9576022 | 9576022 | Aug 6 2025 | Feb 6 2026 | Feb 6 2026 | T | OK |  | 6 | 27 kN
L0052 | COUNCIL OFFICES, 6 DARWIN CLOSE, READING, | RG2 0TB | Office Building | 3 Floor | L4081 | LIFT (All) | L | AV397374 | AV397374 | AV397374 | Aug 6 2025 | Feb 6 2026 | Feb 6 2026 | T | NV |  | 6 | 400 kg 5 Person
L0052 | COUNCIL OFFICES, 6 DARWIN CLOSE, READING, | RG2 0TB | Treefelling Store | TU32 D.O.M. 16/5/88 | L2112 | TIRFOR (All) | L | D7233D | D7233D | D7233D | Feb 3 2025 | Feb 3 2026 | Feb 3 2026 | T | OK |  | 12 | 3200 kg
L0052 | COUNCIL OFFICES, 6 DARWIN CLOSE, READING, | RG2 0TB | Treefelling Store | 20m | L1201 | ROPES (ALL) | L | TR 1 | 630 | 630 | Aug 6 2025 | Feb 6 2026 | Feb 6 2026 | T | OK |  | 6 | 3200 kg (as Tirfor T
L0055 | THE AVENUE CENTRE SCHOOL PLANT, CONWY CLOSE, TILEHURST, READING BERKS | RG30 4BZ | Patient Harness Slings | Small | L1251 | HARNESS (ALL) | L | 005308 | 005308 | 005308 | Jul 29 2025 | Jan 29 2026 | Jan 29 2026 | T | OK |  | 6 | 200 kg
L0055 | THE AVENUE CENTRE SCHOOL PLANT, CONWY CLOSE, TILEHURST, READING BERKS | RG30 4BZ | Dove Class 3B | - special. | L1251 | HARNESS (ALL) | L | 007000 | Not Known | 007000 | Jul 29 2025 | Jan 29 2026 | Jan 29 2026 | T | OK |  | 6 | 200 kg
L0055 | THE AVENUE CENTRE SCHOOL PLANT, CONWY CLOSE, TILEHURST, READING BERKS | RG30 4BZ | Mallard Class. | size C1 | L1251 | HARNESS (ALL) | L | 007469 | 007469 | 007469 | Jul 29 2025 | Jan 29 2026 | Jan 29 2026 | T | NV |  | 6 | 200 kg
L0055 | THE AVENUE CENTRE SCHOOL PLANT, CONWY CLOSE, TILEHURST, READING BERKS | RG30 4BZ | Mallard Class. | n/a | L1251 | HARNESS (ALL) | L | 007612 | 007612 | 007612 | Jul 29 2025 | Jan 29 2026 | Jan 29 2026 | T | NV |  | 6 | 200 kg
L0055 | THE AVENUE CENTRE SCHOOL PLANT, CONWY CLOSE, TILEHURST, READING BERKS | RG30 4BZ | Barn Owl Class 3A | size 3C Child Medium | L1251 | HARNESS (ALL) | L | 007868 | Not Known | 007868 | Jul 29 2025 | Jan 29 2026 | Jan 29 2026 | T | OK |  | 6 | 200 kg
L0055 | THE AVENUE CENTRE SCHOOL PLANT, CONWY CLOSE, TILEHURST, READING BERKS | RG30 4BZ | Dove Class 3B | Medium | L1251 | HARNESS (ALL) | L | 007895 | 007895 | 007895 | Jul 29 2025 | Jan 29 2026 | Jan 29 2026 | T | OK |  | 6 | 200 kg
L0055 | THE AVENUE CENTRE SCHOOL PLANT, CONWY CLOSE, TILEHURST, READING BERKS | RG30 4BZ | Dove Class 3B | size C2 child medium. | L1251 | HARNESS (ALL) | L | 007951 | Not Known | 007951 | Jul 29 2025 | Jan 29 2026 | Jan 29 2026 | T | OK |  | 6 | 200 kg
L0055 | THE AVENUE CENTRE SCHOOL PLANT, CONWY CLOSE, TILEHURST, READING BERKS | RG30 4BZ | Mallard Class. | size 2C Child Medium | L1251 | HARNESS (ALL) | L | 0169219 | 0169219 | 0169219 | Jul 29 2025 | Jan 29 2026 | Jan 29 2026 | T | NV |  | 6 | 200 kg
L0055 | THE AVENUE CENTRE SCHOOL PLANT, CONWY CLOSE, TILEHURST, READING BERKS | RG30 4BZ | Store. | size Small | L1251 | HARNESS (ALL) | L | 0191234 | Not Known | 0191234 | Apr 24 2025 | Oct 24 2025 | Oct 24 2025 | T | NL |  | 6 | 220 kg
L0055 | THE AVENUE CENTRE SCHOOL PLANT, CONWY CLOSE, TILEHURST, READING BERKS | RG30 4BZ | Mallard Class. | size medium | L1251 | HARNESS (ALL) | L | 0210805 | Not Known | 0210805 | Jul 29 2025 | Jan 29 2026 | Jan 29 2026 | T | NV |  | 6 | 220 kg
L0055 | THE AVENUE CENTRE SCHOOL PLANT, CONWY CLOSE, TILEHURST, READING BERKS | RG30 4BZ | Mallard Class. | size Small | L1251 | HARNESS (ALL) | L | 0210806 | Not Known | 0210806 | Jul 29 2025 | Jan 29 2026 | Jan 29 2026 | T | NV |  | 6 | 220 kg
L0055 | THE AVENUE CENTRE SCHOOL PLANT, CONWY CLOSE, TILEHURST, READING BERKS | RG30 4BZ | Store. | -small | L1251 | HARNESS (ALL) | L | 04973 | Not Known | 04973 | Apr 24 2025 | Oct 24 2025 | Oct 24 2025 | T | NL |  | 6 | 200 kg
L0055 | THE AVENUE CENTRE SCHOOL PLANT, CONWY CLOSE, TILEHURST, READING BERKS | RG30 4BZ | Stonechat Class. | custom size | L1251 | HARNESS (ALL) | L | 11-S001074 | Not Known | 11-S001074 | Jul 29 2025 | Jan 29 2026 | Jan 29 2026 | T | NV |  | 6 | 220 kg
L0055 | THE AVENUE CENTRE SCHOOL PLANT, CONWY CLOSE, TILEHURST, READING BERKS | RG30 4BZ | Mobile Patient Hoists | Mobile Mover 180 | L4204 | LIFT (All) | L | 122530 | Not Known | 122530 | Apr 24 2025 | Oct 24 2025 | Oct 24 2025 | T | OK |  | 6 | 182 kg OR 478 lb
L0055 | THE AVENUE CENTRE SCHOOL PLANT, CONWY CLOSE, TILEHURST, READING BERKS | RG30 4BZ | Mobile Patient Hoists | Mobile Mover 180 | L4204 | LIFT (All) | L | 122531 | Not Known | 122531 | Apr 24 2025 | Oct 24 2025 | Oct 24 2025 | T | OK |  | 6 | 182 kg OR 400 lb
L0055 | THE AVENUE CENTRE SCHOOL PLANT, CONWY CLOSE, TILEHURST, READING BERKS | RG30 4BZ | Dove Class 3B | size 5 Orange with dark black trim. | L1251 | HARNESS (ALL) | L | 15-04 005 | Not Knowb | 15-04 005 | Jul 29 2025 | Jan 29 2026 | Jan 29 2026 | T | OK |  | 6 | 200 kg
L0055 | THE AVENUE CENTRE SCHOOL PLANT, CONWY CLOSE, TILEHURST, READING BERKS | RG30 4BZ | Goldcrest Sensory Room. | Black, child small. | L1251 | HARNESS (ALL) | L | 151479 | Not Known | 151479 | Apr 23 2025 | Oct 23 2025 | Oct 23 2025 | T | OK |  | 6 | 200 kg
L0055 | THE AVENUE CENTRE SCHOOL PLANT, CONWY CLOSE, TILEHURST, READING BERKS | RG30 4BZ | Mallard Class. | size 1C Child Small | L1251 | HARNESS (ALL) | L | 153904 | Not Known | 153904 | Jul 29 2025 | Jan 29 2026 | Jan 29 2026 | T | NV |  | 6 | 200 kg
L0055 | THE AVENUE CENTRE SCHOOL PLANT, CONWY CLOSE, TILEHURST, READING BERKS | RG30 4BZ | Harness-Nuthatch Class 3B | Blue 2A Adult Medium, blue with dark blue trim. | L1251 | HARNESS (ALL) | L | 154005 | Not Known | 154005 | Jul 29 2025 | Jan 29 2026 | Jan 29 2026 | T | NV |  | 6 | 200 kg
L0055 | THE AVENUE CENTRE SCHOOL PLANT, CONWY CLOSE, TILEHURST, READING BERKS | RG30 4BZ | Dove Class 3B | size 3C Child Medium | L1251 | HARNESS (ALL) | L | 163969 | Not Known | 163969 | Jul 29 2025 | Jan 29 2026 | Jan 29 2026 | T | OK |  | 6 | 200 kg
L0055 | THE AVENUE CENTRE SCHOOL PLANT, CONWY CLOSE, TILEHURST, READING BERKS | RG30 4BZ | Dove Class 3B | size 2C Child Medium | L1251 | HARNESS (ALL) | L | 163970 | Not Known | 163970 | Jul 29 2025 | Jan 29 2026 | Jan 29 2026 | T | OK |  | 6 | 200 kg
L0055 | THE AVENUE CENTRE SCHOOL PLANT, CONWY CLOSE, TILEHURST, READING BERKS | RG30 4BZ | Barn Owl Class 3A | size 3C Child Medium | L1251 | HARNESS (ALL) | L | 170546 | Not Known | 170546 | Jul 29 2025 | Jan 29 2026 | Jan 29 2026 | T | OK |  | 6 | 200 kg
L0055 | THE AVENUE CENTRE SCHOOL PLANT, CONWY CLOSE, TILEHURST, READING BERKS | RG30 4BZ | Mallard Class. | size 2C Child Medium | L1251 | HARNESS (ALL) | L | 172839 | Not Known | 172839 | Jul 29 2025 | Jan 29 2026 | Jan 29 2026 | T | NV |  | 6 | 200 kg
L0055 | THE AVENUE CENTRE SCHOOL PLANT, CONWY CLOSE, TILEHURST, READING BERKS | RG30 4BZ | Dove Class 3B | size 4 | L1251 | HARNESS (ALL) | L | 173-4400-09/010 | Not Known | 173-4400-09/010 | Jul 29 2025 | Jan 29 2026 | Jan 29 2026 | T | OK |  | 6 | 80 kg
L0055 | THE AVENUE CENTRE SCHOOL PLANT, CONWY CLOSE, TILEHURST, READING BERKS | RG30 4BZ | Mallard Class. | size 4 | L1251 | HARNESS (ALL) | L | 173-4400-09/017 | Not Known | 173-4400-09/017 | Jul 29 2025 | Jan 29 2026 | Jan 29 2026 | T | NV |  | 6 | 80 kg
L0055 | THE AVENUE CENTRE SCHOOL PLANT, CONWY CLOSE, TILEHURST, READING BERKS | RG30 4BZ | Mallard Class. | size Medium | L1251 | HARNESS (ALL) | L | 184301 | 184301 | 184301 | Jul 29 2025 | Jan 29 2026 | Jan 29 2026 | T | NV |  | 6 | 200 kg
L0055 | THE AVENUE CENTRE SCHOOL PLANT, CONWY CLOSE, TILEHURST, READING BERKS | RG30 4BZ | Dove Class 3B | size 3C Child Large | L1251 | HARNESS (ALL) | L | 1942137 | Not Known | 1942137 | Jul 29 2025 | Jan 29 2026 | Jan 29 2026 | T | OK |  | 6 | 200 kg
L0055 | THE AVENUE CENTRE SCHOOL PLANT, CONWY CLOSE, TILEHURST, READING BERKS | RG30 4BZ | Mallard Class. | Large | L1251 | HARNESS (ALL) | L | 2143120 | 2143120 | 2143120 | Jul 29 2025 | Jan 29 2026 | Jan 29 2026 | T | NV |  | 6 | 200 kg
L0055 | THE AVENUE CENTRE SCHOOL PLANT, CONWY CLOSE, TILEHURST, READING BERKS | RG30 4BZ | Pool Slings | Large | L1251 | HARNESS (ALL) | L | 218648 | Not Known | 218648 | Apr 23 2025 | Oct 23 2025 | Oct 23 2025 | T | OK |  | 6 | 255 kg
L0055 | THE AVENUE CENTRE SCHOOL PLANT, CONWY CLOSE, TILEHURST, READING BERKS | RG30 4BZ | Barn Owl Class 3A | Small | L1251 | HARNESS (ALL) | L | 22103 | Not Known | 224103 | Jul 29 2025 | Jan 29 2026 | Jan 29 2026 | T | OK |  | 6 | 200 kg
L0055 | THE AVENUE CENTRE SCHOOL PLANT, CONWY CLOSE, TILEHURST, READING BERKS | RG30 4BZ | Pool Slings | Small | L1251 | HARNESS (ALL) | L | 221236 | Not Known | 221236 | Apr 23 2025 | Oct 23 2025 | Oct 23 2025 | T | OK |  | 6 | 255 kg
L0055 | THE AVENUE CENTRE SCHOOL PLANT, CONWY CLOSE, TILEHURST, READING BERKS | RG30 4BZ | Mallard Class. | Small | L1251 | HARNESS (ALL) | L | 224103 | Not Known | 224103 | Jul 29 2025 | Jan 29 2026 | Jan 29 2026 | T | NV |  | 6 | 200 kg
L0055 | THE AVENUE CENTRE SCHOOL PLANT, CONWY CLOSE, TILEHURST, READING BERKS | RG30 4BZ | Mallard Class. | size 1A adult small, dark blue with red trim. | L1251 | HARNESS (ALL) | L | 224336 | Not Known | 224336 | Jul 29 2025 | Jan 29 2026 | Jan 29 2026 | T | NV |  | 6 | 200 kg
L0055 | THE AVENUE CENTRE SCHOOL PLANT, CONWY CLOSE, TILEHURST, READING BERKS | RG30 4BZ | Barn Owl Class 3A | Small | L1251 | HARNESS (ALL) | L | 224618 | Not Known | 224618 | Jul 29 2025 | Jan 29 2026 | Jan 29 2026 | T | OK |  | 6 | 200 kg
L0055 | THE AVENUE CENTRE SCHOOL PLANT, CONWY CLOSE, TILEHURST, READING BERKS | RG30 4BZ | Dove Class 3B | Small | L1251 | HARNESS (ALL) | L | 224620 | Not Known | 224620 | Jul 29 2025 | Jan 29 2026 | Jan 29 2026 | T | OK |  | 6 | 200 kg
L0055 | THE AVENUE CENTRE SCHOOL PLANT, CONWY CLOSE, TILEHURST, READING BERKS | RG30 4BZ | Goldcrest Sensory Room. | Small | L1251 | HARNESS (ALL) | L | 225591 | Not Known | 225591 | Apr 23 2025 | Oct 23 2025 | Oct 23 2025 | T | OK |  | 6 | 255 kg
L0055 | THE AVENUE CENTRE SCHOOL PLANT, CONWY CLOSE, TILEHURST, READING BERKS | RG30 4BZ | Pool Slings | Small | L1251 | HARNESS (ALL) | L | 225599 | Not Known | 225599 | Apr 23 2025 | Oct 23 2025 | Oct 23 2025 | T | OK |  | 6 | 255 kg
L0055 | THE AVENUE CENTRE SCHOOL PLANT, CONWY CLOSE, TILEHURST, READING BERKS | RG30 4BZ | Dove Class 3B | size 2C child medium. | L1251 | HARNESS (ALL) | L | 2304146 | Not Known | 2304146 | Jul 29 2025 | Jan 29 2026 | Jan 29 2026 | T | OK |  | 6 | 200 kg
L0055 | THE AVENUE CENTRE SCHOOL PLANT, CONWY CLOSE, TILEHURST, READING BERKS | RG30 4BZ | Dove Class 3B | Small | L1251 | HARNESS (ALL) | L | 231134 | Not Known | 231134 | Jul 29 2025 | Jan 29 2026 | Jan 29 2026 | T | OK |  | 6 | 200 kg
L0055 | THE AVENUE CENTRE SCHOOL PLANT, CONWY CLOSE, TILEHURST, READING BERKS | RG30 4BZ | Stonechat Class. | Small | L1251 | HARNESS (ALL) | L | 231135 | Not Known | 231135 | Jul 29 2025 | Jan 29 2026 | Jan 29 2026 | T | NV |  | 6 | 200 kg
L0055 | THE AVENUE CENTRE SCHOOL PLANT, CONWY CLOSE, TILEHURST, READING BERKS | RG30 4BZ | Stonechat Class. | 2C child medium | L1251 | HARNESS (ALL) | L | 2318131 | Not Known | 2318131 | Jul 29 2025 | Jan 29 2026 | Jan 29 2026 | T | NV |  | 6 | 200 kg
L0055 | THE AVENUE CENTRE SCHOOL PLANT, CONWY CLOSE, TILEHURST, READING BERKS | RG30 4BZ | Dove Class 3B | - model Robin. | L4204 | LIFT (All) | L | 231910000011475 | 231910000011475 | 231910000011475 | Apr 22 2025 | Oct 22 2025 | Oct 22 2025 | T | OK |  | 6 | 200 kg
L0055 | THE AVENUE CENTRE SCHOOL PLANT, CONWY CLOSE, TILEHURST, READING BERKS | RG30 4BZ | Dove Class 3B | Medium | L1251 | HARNESS (ALL) | L | 231917 | Not Known | 231917 | Jul 29 2025 | Jan 29 2026 | Jan 29 2026 | T | OK |  | 6 | 200 kg
L0055 | THE AVENUE CENTRE SCHOOL PLANT, CONWY CLOSE, TILEHURST, READING BERKS | RG30 4BZ | Stonechat Class. | Small | L1251 | HARNESS (ALL) | L | 233713 | Not Known | 233713 | Jul 29 2025 | Jan 29 2026 | Jan 29 2026 | T | NV |  | 6 | 200 kg
L0055 | THE AVENUE CENTRE SCHOOL PLANT, CONWY CLOSE, TILEHURST, READING BERKS | RG30 4BZ | Mallard Class. | Small | L1251 | HARNESS (ALL) | L | 233714 | Not Known | 233714 | Jul 29 2025 | Jan 29 2026 | Jan 29 2026 | T | NV |  | 6 | 200 kg
L0055 | THE AVENUE CENTRE SCHOOL PLANT, CONWY CLOSE, TILEHURST, READING BERKS | RG30 4BZ | Barn Owl Class 3A | size 2C child medium | L1251 | HARNESS (ALL) | L | 234254 | Not Known | 234254 | Jul 29 2025 | Jan 29 2026 | Jan 29 2026 | T | OK |  | 6 | 200 kg
L0055 | THE AVENUE CENTRE SCHOOL PLANT, CONWY CLOSE, TILEHURST, READING BERKS | RG30 4BZ | Pool Slings | Medium | L1251 | HARNESS (ALL) | L | 234547 | Not Known | 234547 | Apr 23 2025 | Oct 23 2025 | Oct 23 2025 | T | OK |  | 6 | 255 kg
L0055 | THE AVENUE CENTRE SCHOOL PLANT, CONWY CLOSE, TILEHURST, READING BERKS | RG30 4BZ | Pool Slings | Medium | L1251 | HARNESS (ALL) | L | 234548 | Not Known | 234548 | Apr 23 2025 | Oct 23 2025 | Oct 23 2025 | T | OK |  | 6 | 255 kg
L0055 | THE AVENUE CENTRE SCHOOL PLANT, CONWY CLOSE, TILEHURST, READING BERKS | RG30 4BZ | Goldcrest Sensory Room. | Black, child small. | L1251 | HARNESS (ALL) | L | 244340 | Not Known | 244340 | Apr 23 2025 | Oct 23 2025 | Oct 23 2025 | T | OK |  | 6 | 200 kg
L0055 | THE AVENUE CENTRE SCHOOL PLANT, CONWY CLOSE, TILEHURST, READING BERKS | RG30 4BZ | Mallard Class. | Medium | L1251 | HARNESS (ALL) | L | 244451 | 244451 | 244451 | Jul 29 2025 | Jan 29 2026 | Jan 29 2026 | T | NV |  | 6 | 200 kg
L0055 | THE AVENUE CENTRE SCHOOL PLANT, CONWY CLOSE, TILEHURST, READING BERKS | RG30 4BZ | Goldcrest Sensory Room. | Black, Large. | L1251 | HARNESS (ALL) | L | 244609 | 244609 | 244609 | Jul 29 2025 | Jan 29 2026 | Jan 29 2026 | T | NV |  | 6 | 200 kg
L0055 | THE AVENUE CENTRE SCHOOL PLANT, CONWY CLOSE, TILEHURST, READING BERKS | RG30 4BZ | Pool Slings | Child Small | L1251 | HARNESS (ALL) | L | 244684 | Not Known | 244684 | Apr 23 2025 | Oct 23 2025 | Oct 23 2025 | T | OK |  | 6 | 200 kg
L0055 | THE AVENUE CENTRE SCHOOL PLANT, CONWY CLOSE, TILEHURST, READING BERKS | RG30 4BZ | Kestrel. | Medium | L1251 | HARNESS (ALL) | L | 244801 | 244801 | 244801 | Jul 29 2025 | Jan 29 2026 | Jan 29 2026 | T | OK |  | 6 | 200 kg
L0055 | THE AVENUE CENTRE SCHOOL PLANT, CONWY CLOSE, TILEHURST, READING BERKS | RG30 4BZ | Barn Owl Class 3A | Small | L1251 | HARNESS (ALL) | L | 2451148 | Not Known | 2451148 | Jul 29 2025 | Jan 29 2026 | Jan 29 2026 | T | OK |  | 6 | 200 kg
L0055 | THE AVENUE CENTRE SCHOOL PLANT, CONWY CLOSE, TILEHURST, READING BERKS | RG30 4BZ | Pool Slings | Child Small | L1251 | HARNESS (ALL) | L | 250287 | Not Known | 250287 | Apr 23 2025 | Oct 23 2025 | Oct 23 2025 | T | OK |  | 6 | 200 kg
L0055 | THE AVENUE CENTRE SCHOOL PLANT, CONWY CLOSE, TILEHURST, READING BERKS | RG30 4BZ | Pool Slings | Child Small | L1251 | HARNESS (ALL) | L | 250288 | Not Known | 250288 | Apr 23 2025 | Oct 23 2025 | Oct 23 2025 | T | OK |  | 6 | 200 kg
L0055 | THE AVENUE CENTRE SCHOOL PLANT, CONWY CLOSE, TILEHURST, READING BERKS | RG30 4BZ | Mobile Patient Hoists | Model 2600, Victor. | L4204 | LIFT (All) | L | 306280 | Not Known | 306280 | Apr 24 2025 | Oct 24 2025 | Oct 24 2025 | T | OK |  | 6 | 225 kg OR 500 lb
L0055 | THE AVENUE CENTRE SCHOOL PLANT, CONWY CLOSE, TILEHURST, READING BERKS | RG30 4BZ | Mobile Patient Hoists | - Model 2600 | L4204 | LIFT (All) | L | 306281 | Not Known | 306281 | Apr 24 2025 | Oct 24 2025 | Oct 24 2025 | T | OK |  | 6 | 225 kg OR 500 lb
L0055 | THE AVENUE CENTRE SCHOOL PLANT, CONWY CLOSE, TILEHURST, READING BERKS | RG30 4BZ | Store. | - Small | L1251 | HARNESS (ALL) | L | 329222 | Not Applicable | 329222 | Apr 24 2025 | Oct 24 2025 | Oct 24 2025 | T | NL |  | 6 | 200 kg
L0055 | THE AVENUE CENTRE SCHOOL PLANT, CONWY CLOSE, TILEHURST, READING BERKS | RG30 4BZ | Store. | - XS | L1251 | HARNESS (ALL) | L | 730490 | Not Applicable | 730490 | Apr 24 2025 | Oct 24 2025 | Oct 24 2025 | T | NL |  | 6 | 200 kg
L0055 | THE AVENUE CENTRE SCHOOL PLANT, CONWY CLOSE, TILEHURST, READING BERKS | RG30 4BZ | Pool Slings | Kids 10-14 | L1251 | HARNESS (ALL) | L | 9980032152 | Not Known | 9980032152 | Apr 23 2025 | Oct 23 2025 | Oct 23 2025 | T | OK |  | 6 | 255 kg
L0055 | THE AVENUE CENTRE SCHOOL PLANT, CONWY CLOSE, TILEHURST, READING BERKS | RG30 4BZ | Pool Slings | Kids 10-14 | L1251 | HARNESS (ALL) | L | 9980032160 | Not Known | 9980032160 | Apr 23 2025 | Oct 23 2025 | Oct 23 2025 | T | OK |  | 6 | 255 kg
L0055 | THE AVENUE CENTRE SCHOOL PLANT, CONWY CLOSE, TILEHURST, READING BERKS | RG30 4BZ | Pool Slings | Kids 6-10 | L1251 | HARNESS (ALL) | L | 9980184417 | Not Known | 9980184417 | Jul 29 2025 | Jan 29 2026 | Jan 29 2026 | T | OK |  | 6 | 255 kg
L0055 | THE AVENUE CENTRE SCHOOL PLANT, CONWY CLOSE, TILEHURST, READING BERKS | RG30 4BZ | Mallard Class. | Medium | L1251 | HARNESS (ALL) | L | 9980218679 | 9980218679 | 9980218679 | Jul 29 2025 | Jan 29 2026 | Jan 29 2026 | T | NV |  | 6 | 255 kg
L0055 | THE AVENUE CENTRE SCHOOL PLANT, CONWY CLOSE, TILEHURST, READING BERKS | RG30 4BZ | Pool Slings | Kids 6-10 | L1251 | HARNESS (ALL) | L | 9980219105 | Not Known | 9980219105 | Apr 23 2025 | Oct 23 2025 | Oct 23 2025 | T | OK |  | 6 | 255 kg
L0055 | THE AVENUE CENTRE SCHOOL PLANT, CONWY CLOSE, TILEHURST, READING BERKS | RG30 4BZ | Pool Slings | Kids 6-10 | L1251 | HARNESS (ALL) | L | 99802191110 | Not Known | 99802191110 | Apr 23 2025 | Oct 23 2025 | Oct 23 2025 | T | OK |  | 6 | 255 kg
L0055 | THE AVENUE CENTRE SCHOOL PLANT, CONWY CLOSE, TILEHURST, READING BERKS | RG30 4BZ | Pool Slings | Kids 4-6 | L1251 | HARNESS (ALL) | L | 9980224899 | Not Known | 9980224899 | Apr 23 2025 | Oct 23 2025 | Oct 23 2025 | T | OK |  | 6 | 255 kg
L0055 | THE AVENUE CENTRE SCHOOL PLANT, CONWY CLOSE, TILEHURST, READING BERKS | RG30 4BZ | Pool Slings | Kids 6-10 | L1251 | HARNESS (ALL) | L | 9980251834 | Not Known | 9980251834 | Apr 23 2025 | Oct 23 2025 | Oct 23 2025 | T | OK |  | 6 | 255 kg
L0055 | THE AVENUE CENTRE SCHOOL PLANT, CONWY CLOSE, TILEHURST, READING BERKS | RG30 4BZ | Pool Slings | Kids 6-10 | L1251 | HARNESS (ALL) | L | 9980251841 | Not Known | 9980251841 | Apr 23 2025 | Oct 23 2025 | Oct 23 2025 | T | OK |  | 6 | 255 kg
L0055 | THE AVENUE CENTRE SCHOOL PLANT, CONWY CLOSE, TILEHURST, READING BERKS | RG30 4BZ | Pool Slings | Kids 4-6 | L1251 | HARNESS (ALL) | L | 9980258803 | Not Known | 9980258803 | Apr 23 2025 | Oct 23 2025 | Oct 23 2025 | T | OK |  | 6 | 255 kg
L0055 | THE AVENUE CENTRE SCHOOL PLANT, CONWY CLOSE, TILEHURST, READING BERKS | RG30 4BZ | Pool Slings | Kids 4-6 | L1251 | HARNESS (ALL) | L | 9980258809 | Not Known | 9980258809 | Apr 23 2025 | Oct 23 2025 | Oct 23 2025 | T | OK |  | 6 | 255 kg
L0055 | THE AVENUE CENTRE SCHOOL PLANT, CONWY CLOSE, TILEHURST, READING BERKS | RG30 4BZ | Mallard Class. | size XSmall | L1251 | HARNESS (ALL) | L | A119451 | Not Known | A119451 | Jul 29 2025 | Jan 29 2026 | Jan 29 2026 | T | NV |  | 6 | 200 kg
L0055 | THE AVENUE CENTRE SCHOOL PLANT, CONWY CLOSE, TILEHURST, READING BERKS | RG30 4BZ | Mallard Class. | X-small | L1251 | HARNESS (ALL) | L | A639134 | A639134 | A639134 | Jul 29 2025 | Jan 29 2026 | Jan 29 2026 | T | NV |  | 6 | 200 kg
L0055 | THE AVENUE CENTRE SCHOOL PLANT, CONWY CLOSE, TILEHURST, READING BERKS | RG30 4BZ | Store. | - Medium | L1251 | HARNESS (ALL) | L | A716498 | Not Applicable | A716498 | Apr 24 2025 | Oct 24 2025 | Oct 24 2025 | T | NL |  | 6 | 200 kg
L0055 | THE AVENUE CENTRE SCHOOL PLANT, CONWY CLOSE, TILEHURST, READING BERKS | RG30 4BZ | Wellbeing Room | Manual Hydraulic | L4214 | BEDS/CHAIRS (All) | L | BE01 | Not Known | 189714 | Apr 24 2025 | Oct 24 2025 | Oct 24 2025 | T | OK |  | 6 | 180 kg
L0055 | THE AVENUE CENTRE SCHOOL PLANT, CONWY CLOSE, TILEHURST, READING BERKS | RG30 4BZ | Ground Floor Therapy Office (Kat Lee). | Manual Hydraulic | L4214 | BEDS/CHAIRS (All) | L | BE02 | Not Known | 214157 | Apr 24 2025 | Oct 24 2025 | Oct 24 2025 | T | OK |  | 6 | 225 kg
L0055 | THE AVENUE CENTRE SCHOOL PLANT, CONWY CLOSE, TILEHURST, READING BERKS | RG30 4BZ | Stairwell 1st Floor. | n/a | L4214 | BEDS/CHAIRS (All) | L | EVAC1 | Not Marked | A01/080400342 | Apr 24 2025 | Apr 24 2026 | Apr 24 2026 | T | OK |  | 12 | 150 kg
L0055 | THE AVENUE CENTRE SCHOOL PLANT, CONWY CLOSE, TILEHURST, READING BERKS | RG30 4BZ | Stairwell 2nd Floor. | n/a | L4214 | BEDS/CHAIRS (All) | L | EVAC2 | Not Marked | H01/230800115 | Apr 24 2025 | Apr 24 2026 | Apr 24 2026 | T | OK |  | 12 | 182 kg
L0055 | THE AVENUE CENTRE SCHOOL PLANT, CONWY CLOSE, TILEHURST, READING BERKS | RG30 4BZ | Stairwell 1st Floor. | n/a | L4214 | BEDS/CHAIRS (All) | L | EVAC3 | Not Marked | H01/230800117 | Apr 24 2025 | Apr 24 2026 | Apr 24 2026 | T | BD |  | 12 | 182 kg
L0055 | THE AVENUE CENTRE SCHOOL PLANT, CONWY CLOSE, TILEHURST, READING BERKS | RG30 4BZ | Stairwell 2nd Floor. | n/a | L4214 | BEDS/CHAIRS (All) | L | EVAC4 | Not Marked | H01/230800116 | Apr 24 2025 | Apr 24 2026 | Apr 24 2026 | T | OK |  | 12 | 182 kg
L0055 | THE AVENUE CENTRE SCHOOL PLANT, CONWY CLOSE, TILEHURST, READING BERKS | RG30 4BZ | Stairwell 1st Floor. | n/a | L4214 | BEDS/CHAIRS (All) | L | EVAC5 | Not Marked | H01/230800114 | Apr 24 2025 | Apr 24 2026 | Apr 24 2026 | T | OK |  | 12 | 182 kg
L0055 | THE AVENUE CENTRE SCHOOL PLANT, CONWY CLOSE, TILEHURST, READING BERKS | RG30 4BZ | Stairwell 2nd Floor. | n/a | L4214 | BEDS/CHAIRS (All) | L | EVAC6 | Not Marked | A01/080400343 | Apr 24 2025 | Apr 24 2026 | Apr 24 2026 | T | OK |  | 12 | 150 kg
L0055 | THE AVENUE CENTRE SCHOOL PLANT, CONWY CLOSE, TILEHURST, READING BERKS | RG30 4BZ | Dove Class 3B | size 3 child medium. | L1251 | HARNESS (ALL) | L | G025578 | Not Known | G025578 | Jul 29 2025 | Jan 29 2026 | Jan 29 2026 | T | OK |  | 6 | 200 kg
L0055 | THE AVENUE CENTRE SCHOOL PLANT, CONWY CLOSE, TILEHURST, READING BERKS | RG30 4BZ | Store. | size 5 | L1251 | HARNESS (ALL) | L | G027967 | Not Known | G027967 | Apr 24 2025 | Oct 24 2025 | Oct 24 2025 | T | NL |  | 6 | 200 kg
L0055 | THE AVENUE CENTRE SCHOOL PLANT, CONWY CLOSE, TILEHURST, READING BERKS | RG30 4BZ | Store. | - size 5 | L1251 | HARNESS (ALL) | L | IE4500-06/005 | Not Known | IE4500-06/005 | Apr 24 2025 | Oct 24 2025 | Oct 24 2025 | T | NL |  | 6 | 80 kg
L0055 | THE AVENUE CENTRE SCHOOL PLANT, CONWY CLOSE, TILEHURST, READING BERKS | RG30 4BZ | Dove Class 3B | size 6 child medium. | L1251 | HARNESS (ALL) | L | K014497 | Not Known | K014497 | Jul 29 2025 | Jan 29 2026 | Jan 29 2026 | T | OK |  | 6 | 200 kg
L0055 | THE AVENUE CENTRE SCHOOL PLANT, CONWY CLOSE, TILEHURST, READING BERKS | RG30 4BZ | Passenger/Goods Lift | in-direct acting hydraulic with rope suspension serving 3 floors. | L4303 | LIFT (2/3 Floors) | L | L4 | School Lift | 320033 | Apr 23 2025 | Oct 23 2025 | Oct 23 2025 | T | AN |  | 6 | 1000 kg OR 13 Person
L0055 | THE AVENUE CENTRE SCHOOL PLANT, CONWY CLOSE, TILEHURST, READING BERKS | RG30 4BZ | MEWP | AWP-20S | L4046 | LIFT (All) | L | MEWP01 | Not Known | AWP10-67701 | Apr 23 2025 | Oct 23 2025 | Oct 23 2025 | T | BD |  | 6 | 159 kg OR 1 Person +
L0055 | THE AVENUE CENTRE SCHOOL PLANT, CONWY CLOSE, TILEHURST, READING BERKS | RG30 4BZ | Mobile Patient Hoists | Mobile - Golvo 8008 | L4204 | LIFT (All) | L | MPH11 | Not Known | 5562014 | Apr 24 2025 | Oct 24 2025 | Oct 24 2025 | T | OK |  | 6 | 200 kg OR 440 lb
L0055 | THE AVENUE CENTRE SCHOOL PLANT, CONWY CLOSE, TILEHURST, READING BERKS | RG30 4BZ | Mobile Patient Hoists | Mobile - Golvo 8008 | L4204 | LIFT (All) | L | MPH12 | Not Known | 5562012 | Apr 24 2025 | Oct 24 2025 | Oct 24 2025 | T | OK |  | 6 | 200 kg OR 440 lb
L0055 | THE AVENUE CENTRE SCHOOL PLANT, CONWY CLOSE, TILEHURST, READING BERKS | RG30 4BZ | Mobile Patient Hoists | Mobile - Golvo 8008 | L4204 | LIFT (All) | L | MPH13 | Not Known | 5561896 | Apr 24 2025 | Oct 24 2025 | Oct 24 2025 | T | BD |  | 6 | 200 kg OR 440 lb
L0055 | THE AVENUE CENTRE SCHOOL PLANT, CONWY CLOSE, TILEHURST, READING BERKS | RG30 4BZ | Mobile Patient Hoists | Mobile | L4204 | LIFT (All) | L | MPH14 | Not Known | 2003L0483 | Apr 24 2025 | Oct 24 2025 | Oct 24 2025 | T | OK |  | 6 | 227 kg
L0055 | THE AVENUE CENTRE SCHOOL PLANT, CONWY CLOSE, TILEHURST, READING BERKS | RG30 4BZ | Goldcrest Sensory Room. | size 6. | L1251 | HARNESS (ALL) | L | N000685 | N000685 | N000685 | Jul 29 2025 | Jan 29 2026 | Jan 29 2026 | T | NV |  | 6 | 200 kg
L0055 | THE AVENUE CENTRE SCHOOL PLANT, CONWY CLOSE, TILEHURST, READING BERKS | RG30 4BZ | Early Years Robin Class | n/a | L1016 | LIFT (All) | L | OHTB001 | Not Known | RW02-4 | Apr 22 2025 | Oct 22 2025 | Oct 22 2025 | T | OK |  | 6 | 200 kg
L0055 | THE AVENUE CENTRE SCHOOL PLANT, CONWY CLOSE, TILEHURST, READING BERKS | RG30 4BZ | Kingfisher Class 1A | n/a | L1016 | LIFT (All) | L | OHTB002 | Not Known | RW08-10 | Apr 22 2025 | Oct 22 2025 | Oct 22 2025 | T | OK |  | 6 | 200 kg
L0055 | THE AVENUE CENTRE SCHOOL PLANT, CONWY CLOSE, TILEHURST, READING BERKS | RG30 4BZ | Sparrow Class 1B | n/a | L1016 | LIFT (All) | L | OHTB003 | Not Known | RW11-13 | Apr 22 2025 | Oct 22 2025 | Oct 22 2025 | T | OK |  | 6 | 200 kg
L0055 | THE AVENUE CENTRE SCHOOL PLANT, CONWY CLOSE, TILEHURST, READING BERKS | RG30 4BZ | Ground Floor Hygiene 1 (G141). | n/a | L1016 | LIFT (All) | L | OHTB004 | Not Known | RW5-7 | Apr 23 2025 | Oct 23 2025 | Oct 23 2025 | T | OK |  | 6 | 200 kg
L0055 | THE AVENUE CENTRE SCHOOL PLANT, CONWY CLOSE, TILEHURST, READING BERKS | RG30 4BZ | Finch Class 2A | n/a | L1016 | LIFT (All) | L | OHTB005 | Not Known | RW17-19 | Apr 22 2025 | Oct 22 2025 | Oct 22 2025 | T | NV |  | 6 | 200 kg
L0055 | THE AVENUE CENTRE SCHOOL PLANT, CONWY CLOSE, TILEHURST, READING BERKS | RG30 4BZ | Nuthatch Class 2B | n/a | L1016 | LIFT (All) | L | OHTB006 | Not Known | RW20-22 | Apr 22 2025 | Oct 22 2025 | Oct 22 2025 | T | OK |  | 6 | 200 kg
L0055 | THE AVENUE CENTRE SCHOOL PLANT, CONWY CLOSE, TILEHURST, READING BERKS | RG30 4BZ | Ground Floor Hygiene 2 (G053). | n/a | L1016 | LIFT (All) | L | OHTB007 | Not Known | RW14-16 | Apr 23 2025 | Oct 23 2025 | Oct 23 2025 | T | OK |  | 6 | 200 kg
L0055 | THE AVENUE CENTRE SCHOOL PLANT, CONWY CLOSE, TILEHURST, READING BERKS | RG30 4BZ | Barn Owl Class 3A | n/a | L1016 | LIFT (All) | L | OHTB008 | Not Known | RW16-28 | Apr 22 2025 | Oct 22 2025 | Oct 22 2025 | T | OK |  | 6 | 200 kg
L0055 | THE AVENUE CENTRE SCHOOL PLANT, CONWY CLOSE, TILEHURST, READING BERKS | RG30 4BZ | Dove Class 3B | n/a | L1016 | LIFT (All) | L | OHTB009 | Not Known | RW29-31 | Apr 22 2025 | Oct 22 2025 | Oct 22 2025 | T | OK |  | 6 | 200 kg
L0055 | THE AVENUE CENTRE SCHOOL PLANT, CONWY CLOSE, TILEHURST, READING BERKS | RG30 4BZ | Ground Floor Hygiene 3 (G096). | n/a | L1016 | LIFT (All) | L | OHTB010 | Not Known | RW23.25 | Apr 23 2025 | Oct 23 2025 | Oct 23 2025 | T | OK |  | 6 | 200 kg
L0055 | THE AVENUE CENTRE SCHOOL PLANT, CONWY CLOSE, TILEHURST, READING BERKS | RG30 4BZ | 1st Floor Hygiene 3. | n/a | L1016 | LIFT (All) | L | OHTB011 | Not Applicable | RW89-91 | Apr 22 2025 | Oct 22 2025 | Oct 22 2025 | T | OK |  | 6 | 272 kg or 600 lb.
L0055 | THE AVENUE CENTRE SCHOOL PLANT, CONWY CLOSE, TILEHURST, READING BERKS | RG30 4BZ | 1st Floor Kestral Class | n/a | L1016 | LIFT (All) | L | OHTB012 | Not Applicable | RW76-78 | Apr 22 2025 | Oct 22 2025 | Oct 22 2025 | T | OK |  | 6 | 200 kg
L0055 | THE AVENUE CENTRE SCHOOL PLANT, CONWY CLOSE, TILEHURST, READING BERKS | RG30 4BZ | 1st Floor Heron Class | n/a | L1016 | LIFT (All) | L | OHTB014 | Not Applicable | RW73-75 | Apr 22 2025 | Oct 22 2025 | Oct 22 2025 | T | OK |  | 6 | 200 kg
L0055 | THE AVENUE CENTRE SCHOOL PLANT, CONWY CLOSE, TILEHURST, READING BERKS | RG30 4BZ | Starling Class 4A | n/a | L1016 | LIFT (All) | L | OHTB015 | Not Applicable | RW35-37 | Apr 22 2025 | Oct 22 2025 | Oct 22 2025 | T | OK |  | 6 | 200 kg
L0055 | THE AVENUE CENTRE SCHOOL PLANT, CONWY CLOSE, TILEHURST, READING BERKS | RG30 4BZ | Swan Class 4B | n/a | L1016 | LIFT (All) | L | OHTB016 | Not Applicable | RW38-40 | Apr 22 2025 | Oct 22 2025 | Oct 22 2025 | T | OK |  | 6 | 200 kg
L0055 | THE AVENUE CENTRE SCHOOL PLANT, CONWY CLOSE, TILEHURST, READING BERKS | RG30 4BZ | Hygiene 4 | n/a | L1016 | LIFT (All) | L | OHTB017 | Not Applicable | RW32-34 | Apr 24 2025 | Oct 24 2025 | Oct 24 2025 | T | OK |  | 6 | 200 kg
L0055 | THE AVENUE CENTRE SCHOOL PLANT, CONWY CLOSE, TILEHURST, READING BERKS | RG30 4BZ | Goldcrest Class 5A | n/a | L1016 | LIFT (All) | L | OHTB018 | Not Applicable | RW41-43 | Apr 22 2025 | Oct 22 2025 | Oct 22 2025 | T | OK |  | 6 | 200 kg
L0055 | THE AVENUE CENTRE SCHOOL PLANT, CONWY CLOSE, TILEHURST, READING BERKS | RG30 4BZ | Swift Class 5B | n/a | L1016 | LIFT (All) | L | OHTB019 | Not Applicable | RW44-46 | Apr 22 2025 | Oct 22 2025 | Oct 22 2025 | T | OK |  | 6 | 200 kg
L0055 | THE AVENUE CENTRE SCHOOL PLANT, CONWY CLOSE, TILEHURST, READING BERKS | RG30 4BZ | Hygiene 5A (G088) | n/a | L1016 | LIFT (All) | L | OHTB020 | Not Applicable | RW47-49 | Apr 24 2025 | Oct 24 2025 | Oct 24 2025 | T | OK |  | 6 | 200 kg
L0055 | THE AVENUE CENTRE SCHOOL PLANT, CONWY CLOSE, TILEHURST, READING BERKS | RG30 4BZ | 1st Floor Hygiene 2 (FF09). | n/a | L1016 | LIFT (All) | L | OHTB021 | Not Known | RW86-88/700-11224 | Apr 22 2025 | Oct 22 2025 | Oct 22 2025 | T | BD |  | 6 | 272 kg or 600 lb
L0055 | THE AVENUE CENTRE SCHOOL PLANT, CONWY CLOSE, TILEHURST, READING BERKS | RG30 4BZ | 1st Floor Hygiene Room | n/a | L1016 | LIFT (All) | L | OHTB022 | Not Known | RW70-72 | Apr 22 2025 | Oct 22 2025 | Oct 22 2025 | T | OK |  | 6 | 272 kg or 600 lb
L0055 | THE AVENUE CENTRE SCHOOL PLANT, CONWY CLOSE, TILEHURST, READING BERKS | RG30 4BZ | Ground Floor Hygiene 5B (G090) | n/a | L1016 | LIFT (All) | L | OHTB023 | Not Known | RW50-52 | Apr 23 2025 | Oct 23 2025 | Oct 23 2025 | T | OK |  | 6 | 200 kg
L0055 | THE AVENUE CENTRE SCHOOL PLANT, CONWY CLOSE, TILEHURST, READING BERKS | RG30 4BZ | 2nd Floor Hygiene 1. | n/a | L1016 | LIFT (All) | L | OHTB024 | Not known | RW92-94 | Apr 22 2025 | Oct 22 2025 | Oct 22 2025 | T | OK |  | 6 | 200 kg
L0055 | THE AVENUE CENTRE SCHOOL PLANT, CONWY CLOSE, TILEHURST, READING BERKS | RG30 4BZ | 2nd Floor Egret Class. | n/a | L1016 | LIFT (All) | L | OHTB025 | Not Known | RW95-97 | Apr 22 2025 | Oct 22 2025 | Oct 22 2025 | T | OK |  | 6 | 272 kg or 600 lb
L0055 | THE AVENUE CENTRE SCHOOL PLANT, CONWY CLOSE, TILEHURST, READING BERKS | RG30 4BZ | 2nd Floor Hygiene 2 (SF15). | n/a | L1016 | LIFT (All) | L | OHTB026 | Not known | RW98-100 | Apr 22 2025 | Oct 22 2025 | Oct 22 2025 | T | OK |  | 6 | 272 kg or 600 lb
L0055 | THE AVENUE CENTRE SCHOOL PLANT, CONWY CLOSE, TILEHURST, READING BERKS | RG30 4BZ | 2nd Floor Sensory Room. | n/a | L1016 | LIFT (All) | L | OHTB027 | Not Known | RW101-103 | Apr 22 2025 | Oct 22 2025 | Oct 22 2025 | T | OK |  | 6 | 272 kg or 600 lb
L0055 | THE AVENUE CENTRE SCHOOL PLANT, CONWY CLOSE, TILEHURST, READING BERKS | RG30 4BZ | 2nd Floor Hygiene 3 (SF01). | n/a | L1016 | LIFT (All) | L | OHTB028 | Not known | RW107-109 | Apr 22 2025 | Oct 22 2025 | Oct 22 2025 | T | OK |  | 6 | 272 kg or 600 lb
L0055 | THE AVENUE CENTRE SCHOOL PLANT, CONWY CLOSE, TILEHURST, READING BERKS | RG30 4BZ | 2nd Floor Stonechat Class. | n/a | L1016 | LIFT (All) | L | OHTB029 | Not Known | RW104-106 | Apr 22 2025 | Oct 22 2025 | Oct 22 2025 | T | OK |  | 6 | 272 kg or 600 lb
L0055 | THE AVENUE CENTRE SCHOOL PLANT, CONWY CLOSE, TILEHURST, READING BERKS | RG30 4BZ | External Unit Hygiene Room | n/a | L1016 | LIFT (All) | L | OHTB030 | Not Known | RW83-85 | Apr 24 2025 | Oct 24 2025 | Oct 24 2025 | T | OK |  | 6 | 272 kg or 600 lb.
L0055 | THE AVENUE CENTRE SCHOOL PLANT, CONWY CLOSE, TILEHURST, READING BERKS | RG30 4BZ | External Unit Magpie Class | n/a | L1016 | LIFT (All) | L | OHTB031 | Not Known | RW80-82 | Apr 24 2025 | Oct 24 2025 | Oct 24 2025 | T | OK |  | 6 | 272 kg or 600 lb.
L0055 | THE AVENUE CENTRE SCHOOL PLANT, CONWY CLOSE, TILEHURST, READING BERKS | RG30 4BZ | Hygiene Room Pool Area | n/a | L1016 | LIFT (All) | L | OHTB032 | Not Known | RW53-55 | Apr 24 2025 | Oct 24 2025 | Oct 24 2025 | T | OK |  | 6 | 200 kg
L0055 | THE AVENUE CENTRE SCHOOL PLANT, CONWY CLOSE, TILEHURST, READING BERKS | RG30 4BZ | Wellbeing Room | n/a | L1016 | LIFT (All) | L | OHTB033 | Not Known | RW56-58 | Apr 22 2025 | Oct 22 2025 | Oct 22 2025 | T | OK |  | 6 | 200 kg
L0055 | THE AVENUE CENTRE SCHOOL PLANT, CONWY CLOSE, TILEHURST, READING BERKS | RG30 4BZ | Staff Room | n/a | L1016 | LIFT (All) | L | OHTB034 | Not Known | RW59-61 | Apr 22 2025 | Oct 22 2025 | Oct 22 2025 | T | OK |  | 6 | 200 kg
L0055 | THE AVENUE CENTRE SCHOOL PLANT, CONWY CLOSE, TILEHURST, READING BERKS | RG30 4BZ | Pool Slings | - size 7 | L1251 | HARNESS (ALL) | L | P002687 | Not Known | P002687 | Apr 23 2025 | Oct 23 2025 | Oct 23 2025 | T | OK |  | 6 | 230 kg
L0055 | THE AVENUE CENTRE SCHOOL PLANT, CONWY CLOSE, TILEHURST, READING BERKS | RG30 4BZ | Early Years Robin Class | n/a | L4204 | LIFT (All) | L | PH04 | Not Known | 120001-2243-2008 | Apr 22 2025 | Oct 22 2025 | Oct 22 2025 | T | OK |  | 6 | 200 kg OR 440 lb
L0055 | THE AVENUE CENTRE SCHOOL PLANT, CONWY CLOSE, TILEHURST, READING BERKS | RG30 4BZ | Ground Floor Hygiene 1 (G141). | n/a | L4204 | LIFT (All) | L | PH05 | 120001-2170-2008 | 120001-2170-2008 | Apr 22 2025 | Oct 22 2025 | Oct 22 2025 | T | NV |  | 6 | 200 kg OR 440 lb
L0055 | THE AVENUE CENTRE SCHOOL PLANT, CONWY CLOSE, TILEHURST, READING BERKS | RG30 4BZ | Kingfisher Class 1A | n/a | L4204 | LIFT (All) | L | PH06 | 120001-2239-2008 | 120001-2239-2008 | Apr 22 2025 | Oct 22 2025 | Oct 22 2025 | T | NV |  | 6 | 200 OR 440 lb
L0055 | THE AVENUE CENTRE SCHOOL PLANT, CONWY CLOSE, TILEHURST, READING BERKS | RG30 4BZ | Ground Floor Hygiene 2 (G053). | 2S Hygiene | L4204 | LIFT (All) | L | PH07 | Not Known | 120001-2056-2008 | Apr 22 2025 | Oct 22 2025 | Oct 22 2025 | T | NV |  | 6 | 200 kg OR 440 lb
L0055 | THE AVENUE CENTRE SCHOOL PLANT, CONWY CLOSE, TILEHURST, READING BERKS | RG30 4BZ | Finch Class 2A | n/a | L4204 | LIFT (All) | L | PH08 | 120001-2238-2008 | 120001-2238-2008 | Apr 22 2025 | Oct 22 2025 | Oct 22 2025 | T | NV |  | 6 | 200 kg OR 440 lb
L0055 | THE AVENUE CENTRE SCHOOL PLANT, CONWY CLOSE, TILEHURST, READING BERKS | RG30 4BZ | Nuthatch Class 2B | n/a | L4204 | LIFT (All) | L | PH09 | 120001-2234-2008 | 120001-2234-2008 | Apr 22 2025 | Oct 22 2025 | Oct 22 2025 | T | OK |  | 6 | 200 kg OR 440 lb
L0055 | THE AVENUE CENTRE SCHOOL PLANT, CONWY CLOSE, TILEHURST, READING BERKS | RG30 4BZ | Ground Floor Hygiene 3 (G096). | 3S Hygene | L4204 | LIFT (All) | L | PH10 | Not Known | 120001-2172-2008 | Apr 23 2025 | Oct 23 2025 | Oct 23 2025 | T | OK |  | 6 | 200 kg OR 440 lb
L0055 | THE AVENUE CENTRE SCHOOL PLANT, CONWY CLOSE, TILEHURST, READING BERKS | RG30 4BZ | Barn Owl Class 3A | n/a | L4204 | LIFT (All) | L | PH11 | Not Known | 120001-2237-2008 | Apr 22 2025 | Oct 22 2025 | Oct 22 2025 | T | OK |  | 6 | 200 kg OR 440 lb
L0055 | THE AVENUE CENTRE SCHOOL PLANT, CONWY CLOSE, TILEHURST, READING BERKS | RG30 4BZ | Hygiene 4 | Hygiene 4A (GO35) | L4204 | LIFT (All) | L | PH12 | Not Known | 120001-2180-2008 | Apr 24 2025 | Oct 24 2025 | Oct 24 2025 | T | OK |  | 6 | 200 kg OR 440 lb
L0055 | THE AVENUE CENTRE SCHOOL PLANT, CONWY CLOSE, TILEHURST, READING BERKS | RG30 4BZ | Goldcrest Class 5A | Class Room 5A | L4204 | LIFT (All) | L | PH13 | Not Known | 120001-2245-2008 | Apr 22 2025 | Oct 22 2025 | Oct 22 2025 | T | OK |  | 6 | 200 kg OR 440 lb
L0055 | THE AVENUE CENTRE SCHOOL PLANT, CONWY CLOSE, TILEHURST, READING BERKS | RG30 4BZ | Swift Class 5B | Swift Class Room 5B | L4204 | LIFT (All) | L | PH14 | Not Known | 120001-2244-2008 | Apr 22 2025 | Oct 22 2025 | Oct 22 2025 | T | OK |  | 6 | 200 kg OR 440 lb
L0055 | THE AVENUE CENTRE SCHOOL PLANT, CONWY CLOSE, TILEHURST, READING BERKS | RG30 4BZ | Hygiene 5A (G088) | n/a | L4204 | LIFT (All) | L | PH15 | Not Known | 120001-1323-2008 | Apr 24 2025 | Oct 24 2025 | Oct 24 2025 | T | OK |  | 6 | 200 kg OR 440 lb
L0055 | THE AVENUE CENTRE SCHOOL PLANT, CONWY CLOSE, TILEHURST, READING BERKS | RG30 4BZ | Ground Floor Hygiene 5B (G090) | n/a | L4204 | LIFT (All) | L | PH16 | Not Known | 120001-2057-2008 | Apr 23 2025 | Oct 23 2025 | Oct 23 2025 | T | OK |  | 6 | 200 kg or 440 lb
L0055 | THE AVENUE CENTRE SCHOOL PLANT, CONWY CLOSE, TILEHURST, READING BERKS | RG30 4BZ | Hygiene Room Pool Area | Nurse's Room | L4204 | LIFT (All) | L | PH17 | Not Known | 120001-2171-2008 | Apr 24 2025 | Oct 24 2025 | Oct 24 2025 | T | OK |  | 6 | 200 kg OR 440 lb
L0055 | THE AVENUE CENTRE SCHOOL PLANT, CONWY CLOSE, TILEHURST, READING BERKS | RG30 4BZ | Wellbeing Room | Wellbeing Room | L4204 | LIFT (All) | L | PH18 | Not Known | 120001-2165-2008 | Apr 22 2025 | Oct 22 2025 | Oct 22 2025 | T | OK |  | 6 | 200 kg OR 440 lb
L0055 | THE AVENUE CENTRE SCHOOL PLANT, CONWY CLOSE, TILEHURST, READING BERKS | RG30 4BZ | Barn Owl Class 3A | fitted to Liko FreeSpan. | L4204 | LIFT (All) | L | PH20 | Not Known | 8417090 | Apr 22 2025 | Oct 22 2025 | Oct 22 2025 | T | OK |  | 6 | 200 kg OR 440 lbs
L0055 | THE AVENUE CENTRE SCHOOL PLANT, CONWY CLOSE, TILEHURST, READING BERKS | RG30 4BZ | Pool | n/a | L4204 | LIFT (All) | L | PH22 | Not Known | 8044482 | Apr 22 2025 | Oct 22 2025 | Oct 22 2025 | T | OK |  | 6 | 200 kg OR 440 lb
L0055 | THE AVENUE CENTRE SCHOOL PLANT, CONWY CLOSE, TILEHURST, READING BERKS | RG30 4BZ | Pool | n/a | L4204 | LIFT (All) | L | PH23 | Not Known | 0000131381 | Apr 22 2025 | Oct 22 2025 | Oct 22 2025 | T | OK |  | 6 | 200 kg
L0055 | THE AVENUE CENTRE SCHOOL PLANT, CONWY CLOSE, TILEHURST, READING BERKS | RG30 4BZ | 1st Floor Hygiene 2 (FF09). | - Maxi Sky. | L4204 | LIFT (All) | L | PH24 | Not Known | 300491006 | Apr 22 2025 | Oct 22 2025 | Oct 22 2025 | T | OK |  | 6 | 200 kg
L0055 | THE AVENUE CENTRE SCHOOL PLANT, CONWY CLOSE, TILEHURST, READING BERKS | RG30 4BZ | 1st Floor Hygiene 3. | - Maxi Sky. | L4204 | LIFT (All) | L | PH25 | Not Known | 300531924 | Apr 22 2025 | Oct 22 2025 | Oct 22 2025 | T | OK |  | 6 | 200 kg
L0055 | THE AVENUE CENTRE SCHOOL PLANT, CONWY CLOSE, TILEHURST, READING BERKS | RG30 4BZ | 2nd Floor Hygiene 1. | - Maxi Sky 2. | L4204 | LIFT (All) | L | PH26 | Not Known | 300531888 | Apr 22 2025 | Oct 22 2025 | Oct 22 2025 | T | OK |  | 6 | 200 kg or 440 lb.
L0055 | THE AVENUE CENTRE SCHOOL PLANT, CONWY CLOSE, TILEHURST, READING BERKS | RG30 4BZ | 2nd Floor Egret Class. | - Maxi Sky 2. | L4204 | LIFT (All) | L | PH27 | Not Known | 300545777 | Apr 22 2025 | Oct 22 2025 | Oct 22 2025 | T | OK |  | 6 | 200 kg or 440 lb.
L0055 | THE AVENUE CENTRE SCHOOL PLANT, CONWY CLOSE, TILEHURST, READING BERKS | RG30 4BZ | 2nd Floor Hygiene 2 (SF15). | - Maxi Sky 2. | L4204 | LIFT (All) | L | PH28 | Not Known | 300531896 | Apr 22 2025 | Oct 22 2025 | Oct 22 2025 | T | OK |  | 6 | 200 kg or 440 lb.
L0055 | THE AVENUE CENTRE SCHOOL PLANT, CONWY CLOSE, TILEHURST, READING BERKS | RG30 4BZ | 2nd Floor Stonechat Class. | - Maxi Sky 2 | L4204 | LIFT (All) | L | PH30 | Not Known | 300545779 | Apr 22 2025 | Oct 22 2025 | Oct 22 2025 | T | BD |  | 6 | 200 kg or 440 lb.
L0055 | THE AVENUE CENTRE SCHOOL PLANT, CONWY CLOSE, TILEHURST, READING BERKS | RG30 4BZ | 2nd Floor Hygiene 3 (SF01). | - Maxi Sky 2 | L4204 | LIFT (All) | L | PH31 | Not Known | 300545778 | Apr 22 2025 | Oct 22 2025 | Oct 22 2025 | T | OK |  | 6 | 200 kg or 440 lb.
L0055 | THE AVENUE CENTRE SCHOOL PLANT, CONWY CLOSE, TILEHURST, READING BERKS | RG30 4BZ | 2nd Floor Sensory Room. | - Maxi Sky 2 | L4204 | LIFT (All) | L | PH32 | Not Known | 300638175 | Apr 22 2025 | Oct 22 2025 | Oct 22 2025 | T | OK |  | 6 | 200 kg or 440 lb.
L0055 | THE AVENUE CENTRE SCHOOL PLANT, CONWY CLOSE, TILEHURST, READING BERKS | RG30 4BZ | 1st Floor Kestral Class | ST2000 Trans Active Xtra | L4204 | LIFT (All) | L | PH7567 | Not Known | TXM17567 | Apr 22 2025 | Oct 22 2025 | Oct 22 2025 | T | OK |  | 6 | 200 kg
L0055 | THE AVENUE CENTRE SCHOOL PLANT, CONWY CLOSE, TILEHURST, READING BERKS | RG30 4BZ | 1st Floor Hygiene Room | ST2000 Trans Active Xtra | L4204 | LIFT (All) | L | PH7570 | Not Known | TXM17570 | Apr 22 2025 | Oct 22 2025 | Oct 22 2025 | T | OK |  | 6 | 200 kg
L0055 | THE AVENUE CENTRE SCHOOL PLANT, CONWY CLOSE, TILEHURST, READING BERKS | RG30 4BZ | 1st Floor Heron Class | ST2000 Trans Active Xtra | L4204 | LIFT (All) | L | PH7571 | Not Known | TXM17571 | Apr 22 2025 | Oct 22 2025 | Oct 22 2025 | T | OK |  | 6 | 200 kg
L0055 | THE AVENUE CENTRE SCHOOL PLANT, CONWY CLOSE, TILEHURST, READING BERKS | RG30 4BZ | Sparrow Class 1B | ST2000 Trans Active Xtra | L4204 | LIFT (All) | L | PH7941 | TXN17941 | TXN17941 | Apr 22 2025 | Oct 22 2025 | Oct 22 2025 | T | OK |  | 6 | 200 kg
L0055 | THE AVENUE CENTRE SCHOOL PLANT, CONWY CLOSE, TILEHURST, READING BERKS | RG30 4BZ | Pool | - Fixed runway over pool with parking link for two hoists. | L4204 | LIFT (All) | L | RW01 | Not Known | RW01 | Apr 22 2025 | Oct 22 2025 | Oct 22 2025 | T | BD |  | 6 | 455 kg
L0055 | THE AVENUE CENTRE SCHOOL PLANT, CONWY CLOSE, TILEHURST, READING BERKS | RG30 4BZ | Goldcrest Sensory Room. | n/a | L1251 | HARNESS (ALL) | L | RW020364 | Not Known | RW020364 | Jul 29 2025 | Jan 29 2026 | Jan 29 2026 | T | OK |  | 6 | 200 kg
L0055 | THE AVENUE CENTRE SCHOOL PLANT, CONWY CLOSE, TILEHURST, READING BERKS | RG30 4BZ | Mallard Class. | size 3 | L1251 | HARNESS (ALL) | L | RW033154 | RW033154 | RW033154 | Jul 29 2025 | Jan 29 2026 | Jan 29 2026 | T | NV |  | 6 | 200 kg
L0055 | THE AVENUE CENTRE SCHOOL PLANT, CONWY CLOSE, TILEHURST, READING BERKS | RG30 4BZ | Puffin Class. | size 5. | L1251 | HARNESS (ALL) | L | RW036628 | Not Known | RW036628 | Jul 29 2025 | Jan 29 2026 | Jan 29 2026 | T | NV |  | 6 | 200 kg
L0055 | THE AVENUE CENTRE SCHOOL PLANT, CONWY CLOSE, TILEHURST, READING BERKS | RG30 4BZ | Barn Owl Class 3A | size 3A adult medium. | L1251 | HARNESS (ALL) | L | RW044430 | RW044430 | RW044430 | Jul 29 2025 | Jan 29 2026 | Jan 29 2026 | T | OK |  | 6 | 200 kg
L0055 | THE AVENUE CENTRE SCHOOL PLANT, CONWY CLOSE, TILEHURST, READING BERKS | RG30 4BZ | Goldcrest Sensory Room. | size 3. | L1251 | HARNESS (ALL) | L | RW060861 | Not Known | RW060861 | Apr 23 2025 | Oct 23 2025 | Oct 23 2025 | T | OK |  | 6 | 200 kg
L0055 | THE AVENUE CENTRE SCHOOL PLANT, CONWY CLOSE, TILEHURST, READING BERKS | RG30 4BZ | Goldcrest Sensory Room. | - black, size 5. | L1251 | HARNESS (ALL) | L | RW065981 | RW065981 | RW065981 | Apr 23 2025 | Oct 23 2025 | Oct 23 2025 | T | OK |  | 6 | 200 kg
L0055 | THE AVENUE CENTRE SCHOOL PLANT, CONWY CLOSE, TILEHURST, READING BERKS | RG30 4BZ | Dove Class 3B | Blue with dark blue trim. | L1251 | HARNESS (ALL) | L | RW073616 | RW073616 | RW073616 | Jul 29 2025 | Jan 29 2026 | Jan 29 2026 | T | OK |  | 6 | 230 kg
L0055 | THE AVENUE CENTRE SCHOOL PLANT, CONWY CLOSE, TILEHURST, READING BERKS | RG30 4BZ | Barn Owl Class 3A | size 3 | L1251 | HARNESS (ALL) | L | RW073656 | Not Known | RW073656 | Jul 29 2025 | Jan 29 2026 | Jan 29 2026 | T | OK |  | 6 | 230 kg
L0055 | THE AVENUE CENTRE SCHOOL PLANT, CONWY CLOSE, TILEHURST, READING BERKS | RG30 4BZ | Mallard Class. | size 3 | L1251 | HARNESS (ALL) | L | RW073658 | Not Known | RW073658 | Jul 29 2025 | Jan 29 2026 | Jan 29 2026 | T | NV |  | 6 | 230 kg
L0055 | THE AVENUE CENTRE SCHOOL PLANT, CONWY CLOSE, TILEHURST, READING BERKS | RG30 4BZ | Mallard Class. | size 3 | L1251 | HARNESS (ALL) | L | RW074301 | Not Known | RW074301 | Jul 29 2025 | Jan 29 2026 | Jan 29 2026 | T | NV |  | 6 | 230 kg
L0055 | THE AVENUE CENTRE SCHOOL PLANT, CONWY CLOSE, TILEHURST, READING BERKS | RG30 4BZ | Mallard Class. | size 4 | L1251 | HARNESS (ALL) | L | RW074749 | RW074749 | RW074749 | Jul 29 2025 | Jan 29 2026 | Jan 29 2026 | T | NV |  | 6 | 230 kg
L0055 | THE AVENUE CENTRE SCHOOL PLANT, CONWY CLOSE, TILEHURST, READING BERKS | RG30 4BZ | Goldcrest Sensory Room. | Size 7 | L1251 | HARNESS (ALL) | L | RW074801 | RW074801 | RW074801 | Jul 29 2025 | Jan 29 2026 | Jan 29 2026 | T | OK |  | 6 | 200 kg
L0055 | THE AVENUE CENTRE SCHOOL PLANT, CONWY CLOSE, TILEHURST, READING BERKS | RG30 4BZ | Patient Harness Slings | Small | L1251 | HARNESS (ALL) | L | RW076792 | RW076792 | RW076792 | Jul 29 2025 | Jan 29 2026 | Jan 29 2026 | T | NV |  | 6 | 230 kg
L0055 | THE AVENUE CENTRE SCHOOL PLANT, CONWY CLOSE, TILEHURST, READING BERKS | RG30 4BZ | Mallard Class. | size 3 | L1251 | HARNESS (ALL) | L | RW081962 | RW081962 | RW081962 | Jul 29 2025 | Jan 29 2026 | Jan 29 2026 | T | NV |  | 6 | 200 kg
L0055 | THE AVENUE CENTRE SCHOOL PLANT, CONWY CLOSE, TILEHURST, READING BERKS | RG30 4BZ | Passenger/Goods Lift | Lift Shaft | L2020 | RUNWAY (< 20 ft) | L | RW476 | 11476 | 11476 | Apr 23 2025 | Oct 23 2025 | Oct 23 2025 | T | OK |  | 6 | 1000 kg
L0055 | THE AVENUE CENTRE SCHOOL PLANT, CONWY CLOSE, TILEHURST, READING BERKS | RG30 4BZ | Barn Owl Class 3A | Mobile, freestanding hoist track and frame - Liko FreeSpan. | L4204 | LIFT (All) | L | RW62 | Not Known | RW62 | Apr 22 2025 | Oct 22 2025 | Oct 22 2025 | T | OK |  | 6 | 250 kg OR 550 lb
L0055 | THE AVENUE CENTRE SCHOOL PLANT, CONWY CLOSE, TILEHURST, READING BERKS | RG30 4BZ | Store. | size 4 | L1251 | HARNESS (ALL) | L | S11 | S11 | G011165 | Apr 24 2025 | Oct 24 2025 | Oct 24 2025 | T | NL |  | 6 | 200 kg
L0055 | THE AVENUE CENTRE SCHOOL PLANT, CONWY CLOSE, TILEHURST, READING BERKS | RG30 4BZ | Store. | size 4 | L1251 | HARNESS (ALL) | L | S12 | S12 | J009833 | Apr 24 2025 | Oct 24 2025 | Oct 24 2025 | T | NL |  | 6 | 200 kg
L0055 | THE AVENUE CENTRE SCHOOL PLANT, CONWY CLOSE, TILEHURST, READING BERKS | RG30 4BZ | Harness-Barnowl Class 3A | size 3 | L1251 | HARNESS (ALL) | L | S13 | Not Known | J004675 | Jul 29 2025 | Jan 29 2026 | Jan 29 2026 | T | NV |  | 6 | 200 kg
L0055 | THE AVENUE CENTRE SCHOOL PLANT, CONWY CLOSE, TILEHURST, READING BERKS | RG30 4BZ | Dove Class 3B | Blue with dark blue trim. | L1251 | HARNESS (ALL) | L | S33 | 1905121 | 1905121 | Jul 29 2025 | Jan 29 2026 | Jan 29 2026 | T | OK |  | 6 | 200 kg
L0055 | THE AVENUE CENTRE SCHOOL PLANT, CONWY CLOSE, TILEHURST, READING BERKS | RG30 4BZ | Goldcrest Sensory Room. | size 6 | L1251 | HARNESS (ALL) | L | S39 | Not Known | J009831 | Apr 23 2025 | Oct 23 2025 | Oct 23 2025 | T | OK |  | 6 | 200 kg
L0055 | THE AVENUE CENTRE SCHOOL PLANT, CONWY CLOSE, TILEHURST, READING BERKS | RG30 4BZ | Harness-Barnowl Class 3A | size Small | L1251 | HARNESS (ALL) | L | S4 | Not Known | 972 | Jul 29 2025 | Jan 29 2026 | Jan 29 2026 | T | NV |  | 6 | 200 kg
L0055 | THE AVENUE CENTRE SCHOOL PLANT, CONWY CLOSE, TILEHURST, READING BERKS | RG30 4BZ | Goldcrest Sensory Room. | size 5, black with white trim. | L1251 | HARNESS (ALL) | L | S40 | Not Known | J010540 | Apr 23 2025 | Oct 23 2025 | Oct 23 2025 | T | OK |  | 6 | 200 kg
L0055 | THE AVENUE CENTRE SCHOOL PLANT, CONWY CLOSE, TILEHURST, READING BERKS | RG30 4BZ | Goldcrest Sensory Room. | size 3 | L1251 | HARNESS (ALL) | L | S41 | Not Known | G008086 | Apr 23 2025 | Oct 23 2025 | Oct 23 2025 | T | OK |  | 6 | 200 kg
L0055 | THE AVENUE CENTRE SCHOOL PLANT, CONWY CLOSE, TILEHURST, READING BERKS | RG30 4BZ | Goldcrest Sensory Room. | size x small, dark blue with black trim. | L1251 | HARNESS (ALL) | L | S42 | Not Known | 0210107 | Apr 23 2025 | Oct 23 2025 | Oct 23 2025 | T | OK |  | 6 | 200 kg
L0055 | THE AVENUE CENTRE SCHOOL PLANT, CONWY CLOSE, TILEHURST, READING BERKS | RG30 4BZ | Goldcrest Sensory Room. | size 5 | L1251 | HARNESS (ALL) | L | S45 | Not Known | G002578 | Apr 23 2025 | Oct 23 2025 | Oct 23 2025 | T | OK |  | 6 | 200 kg
L0055 | THE AVENUE CENTRE SCHOOL PLANT, CONWY CLOSE, TILEHURST, READING BERKS | RG30 4BZ | Goldcrest Sensory Room. | size Small | L1251 | HARNESS (ALL) | L | S46 | S46 | G830380 | Apr 23 2025 | Oct 23 2025 | Oct 23 2025 | T | OK |  | 6 | 200 kg
L0055 | THE AVENUE CENTRE SCHOOL PLANT, CONWY CLOSE, TILEHURST, READING BERKS | RG30 4BZ | Goldcrest Sensory Room. | size Unclear | L1251 | HARNESS (ALL) | L | S47 | Not Known | 0110746 | Apr 23 2025 | Oct 23 2025 | Oct 23 2025 | T | BD |  | 6 | 200 kg
L0055 | THE AVENUE CENTRE SCHOOL PLANT, CONWY CLOSE, TILEHURST, READING BERKS | RG30 4BZ | School Slings | size 3 | L1251 | HARNESS (ALL) | L | S53 | 8H44530 | 8H44530 | Jul 29 2025 | Jan 29 2026 | Jan 29 2026 | T | NV |  | 6 | 200 kg
L0055 | THE AVENUE CENTRE SCHOOL PLANT, CONWY CLOSE, TILEHURST, READING BERKS | RG30 4BZ | Goldcrest Sensory Room. | size X Small | L1251 | HARNESS (ALL) | L | S56 | Not Known | A936295 | Apr 23 2025 | Oct 23 2025 | Oct 23 2025 | T | OK |  | 6 | 200 kg
L0055 | THE AVENUE CENTRE SCHOOL PLANT, CONWY CLOSE, TILEHURST, READING BERKS | RG30 4BZ | Goldcrest Sensory Room. | size xx small, blue. | L1251 | HARNESS (ALL) | L | S65 | Not Known | 0037253 | Apr 23 2025 | Oct 23 2025 | Oct 23 2025 | T | OK |  | 6 | 64 kg
L0055 | THE AVENUE CENTRE SCHOOL PLANT, CONWY CLOSE, TILEHURST, READING BERKS | RG30 4BZ | Harness-Barnowl Class 3A | size 3 | L1251 | HARNESS (ALL) | L | S73 | Not Known | K002697 | Jul 29 2025 | Jan 29 2026 | Jan 29 2026 | T | NV |  | 6 | 200 kg
L0055 | THE AVENUE CENTRE SCHOOL PLANT, CONWY CLOSE, TILEHURST, READING BERKS | RG30 4BZ | Goldcrest Class 5A | Blue with dark blue trim. | L1251 | HARNESS (ALL) | L | S75 | Not Known | 2304145 | Jul 29 2025 | Jan 29 2026 | Jan 29 2026 | T | NV |  | 6 | 200 kg
L0055 | THE AVENUE CENTRE SCHOOL PLANT, CONWY CLOSE, TILEHURST, READING BERKS | RG30 4BZ | Goldcrest Sensory Room. | Blue with dark blue trim. | L1251 | HARNESS (ALL) | L | S76 | Not Known | 2304134 | Apr 23 2025 | Oct 23 2025 | Oct 23 2025 | T | OK |  | 6 | 200 kg
L0055 | THE AVENUE CENTRE SCHOOL PLANT, CONWY CLOSE, TILEHURST, READING BERKS | RG30 4BZ | Dove Class 3B | size 3A adult medium. | L1251 | HARNESS (ALL) | L | S77 | Not Known | 2304147 | Jul 29 2025 | Jan 29 2026 | Jan 29 2026 | T | OK |  | 6 | 200 kg
L0055 | THE AVENUE CENTRE SCHOOL PLANT, CONWY CLOSE, TILEHURST, READING BERKS | RG30 4BZ | Dove Class 3B | size 3A child large, dark blue with black trim. | L1251 | HARNESS (ALL) | L | S78 | Not Known | 211761 | Jul 29 2025 | Jan 29 2026 | Jan 29 2026 | T | OK |  | 6 | 200 kg
L0055 | THE AVENUE CENTRE SCHOOL PLANT, CONWY CLOSE, TILEHURST, READING BERKS | RG30 4BZ | Goldcrest Sensory Room. | size 1A adult small, dark blue with red trim. | L1251 | HARNESS (ALL) | L | S79 | Not Applicable | 2224252 | Apr 23 2025 | Oct 23 2025 | Oct 23 2025 | T | OK |  | 6 | 200 kg
L0055 | THE AVENUE CENTRE SCHOOL PLANT, CONWY CLOSE, TILEHURST, READING BERKS | RG30 4BZ | Goldcrest Class 5A | -Medium, Black. | L1251 | HARNESS (ALL) | L | S80 | Not Known | 0036314 | Jul 29 2025 | Jan 29 2026 | Jan 29 2026 | T | NV |  | 6 | 220 kg
L0055 | THE AVENUE CENTRE SCHOOL PLANT, CONWY CLOSE, TILEHURST, READING BERKS | RG30 4BZ | Goldcrest Class 5A | Blue with dark blue trim. | L1251 | HARNESS (ALL) | L | S81 | Not Known | 2304150 | Jul 29 2025 | Jan 29 2026 | Jan 29 2026 | T | NV |  | 6 | 200 kg
L0055 | THE AVENUE CENTRE SCHOOL PLANT, CONWY CLOSE, TILEHURST, READING BERKS | RG30 4BZ | Goldcrest Class 5A | Black | L1251 | HARNESS (ALL) | L | S82 | Not Known | RW042795 | Jul 29 2025 | Jan 29 2026 | Jan 29 2026 | T | NV |  | 6 | 200 kg
L0055 | THE AVENUE CENTRE SCHOOL PLANT, CONWY CLOSE, TILEHURST, READING BERKS | RG30 4BZ | Harness-Barnowl Class 3A | size Small | L1251 | HARNESS (ALL) | L | S9 | Not Known | G804090 | Jul 29 2025 | Jan 29 2026 | Jan 29 2026 | T | NV |  | 6 | 200 kg
L0055 | THE AVENUE CENTRE SCHOOL PLANT, CONWY CLOSE, TILEHURST, READING BERKS | RG30 4BZ | Early Years Robin Class | n/a | L1011 | SLING (ALL) | L | SA04 | Not Known | 21xxx-10149-2008 | Apr 22 2025 | Oct 22 2025 | Oct 22 2025 | T | OK |  | 6 | 250 kg
L0055 | THE AVENUE CENTRE SCHOOL PLANT, CONWY CLOSE, TILEHURST, READING BERKS | RG30 4BZ | Ground Floor Hygiene 1 (G141). | n/a | L1011 | SLING (ALL) | L | SA05 | 120001-2170-2008 | 120001-2170-2008 | Apr 23 2025 | Oct 23 2025 | Oct 23 2025 | T | BD |  | 6 | 250 kg
L0055 | THE AVENUE CENTRE SCHOOL PLANT, CONWY CLOSE, TILEHURST, READING BERKS | RG30 4BZ | Hygiene 4 | - sling hangar. | L1011 | SLING (ALL) | L | SA10a | Not Known | 21xxx-02726-2008 | Apr 24 2025 | Oct 24 2025 | Oct 24 2025 | T | OK |  | 6 | 250 kg OR 550 lb
L0055 | THE AVENUE CENTRE SCHOOL PLANT, CONWY CLOSE, TILEHURST, READING BERKS | RG30 4BZ | Ground Floor Hygiene 5B (G090) | n/a | L1011 | SLING (ALL) | L | SA12 | Not Known | SA12 | Apr 23 2025 | Oct 23 2025 | Oct 23 2025 | T | BD |  | 6 | 250 kg
L0055 | THE AVENUE CENTRE SCHOOL PLANT, CONWY CLOSE, TILEHURST, READING BERKS | RG30 4BZ | Ground Floor Hygiene 3 (G096). | n/a | L1011 | SLING (ALL) | L | SA127 | Not Applicable | 0000161418 | Apr 23 2025 | Oct 23 2025 | Oct 23 2025 | T | OK |  | 6 | 250 kg
L0055 | THE AVENUE CENTRE SCHOOL PLANT, CONWY CLOSE, TILEHURST, READING BERKS | RG30 4BZ | Hygiene Room Pool Area | n/a | L1011 | SLING (ALL) | L | SA129 | Not Known | 556890 | Apr 24 2025 | Oct 24 2025 | Oct 24 2025 | T | OK |  | 6 | 250 kg
L0055 | THE AVENUE CENTRE SCHOOL PLANT, CONWY CLOSE, TILEHURST, READING BERKS | RG30 4BZ | 1st Floor Hygiene 2 (FF09). | n/a | L1011 | SLING (ALL) | L | SA130 | Not Known | 897211200055 | Apr 22 2025 | Oct 22 2025 | Oct 22 2025 | T | OK |  | 6 | 272 kg or 600 lb
L0055 | THE AVENUE CENTRE SCHOOL PLANT, CONWY CLOSE, TILEHURST, READING BERKS | RG30 4BZ | 1st Floor Hygiene 3. | n/a | L1011 | SLING (ALL) | L | SA131 | Not Known | 897212900050 | Apr 22 2025 | Oct 22 2025 | Oct 22 2025 | T | OK |  | 6 | 272 kg or 600 lb
L0055 | THE AVENUE CENTRE SCHOOL PLANT, CONWY CLOSE, TILEHURST, READING BERKS | RG30 4BZ | 2nd Floor Hygiene 1. | n/a | L1011 | SLING (ALL) | L | SA132 | Not Known | 897213200056 | Apr 22 2025 | Oct 22 2025 | Oct 22 2025 | T | OK |  | 6 | 272 kg or 600 lb.
L0055 | THE AVENUE CENTRE SCHOOL PLANT, CONWY CLOSE, TILEHURST, READING BERKS | RG30 4BZ | 2nd Floor Egret Class. | n/a | L1011 | SLING (ALL) | L | SA133 | Not Known | 897213200058 | Apr 22 2025 | Oct 22 2025 | Oct 22 2025 | T | OK |  | 6 | 272 kg or 600 lb.
L0055 | THE AVENUE CENTRE SCHOOL PLANT, CONWY CLOSE, TILEHURST, READING BERKS | RG30 4BZ | 2nd Floor Hygiene 2 (SF15). | - sling hangar. | L1011 | SLING (ALL) | L | SA134 | Not Known | 897212900046 | Apr 22 2025 | Oct 22 2025 | Oct 22 2025 | T | OK |  | 6 | 272 kg or 600 lb.
L0055 | THE AVENUE CENTRE SCHOOL PLANT, CONWY CLOSE, TILEHURST, READING BERKS | RG30 4BZ | 2nd Floor Sensory Room. | n/a | L1011 | SLING (ALL) | L | SA135 | Not Known | 897213200057 | Apr 22 2025 | Oct 22 2025 | Oct 22 2025 | T | OK |  | 6 | 272 kg or 600 lb.
L0055 | THE AVENUE CENTRE SCHOOL PLANT, CONWY CLOSE, TILEHURST, READING BERKS | RG30 4BZ | 2nd Floor Stonechat Class. | n/a | L1011 | SLING (ALL) | L | SA136 | Not Known | 897213200054 | Apr 22 2025 | Oct 22 2025 | Oct 22 2025 | T | OK |  | 6 | 272 kg or 600 lb.
L0055 | THE AVENUE CENTRE SCHOOL PLANT, CONWY CLOSE, TILEHURST, READING BERKS | RG30 4BZ | 2nd Floor Hygiene 3 (SF01). | - sling hangar. | L1011 | SLING (ALL) | L | SA137 | Not Known | 897213200055 | Apr 22 2025 | Oct 22 2025 | Oct 22 2025 | T | OK |  | 6 | 272 kg or 600 lb.
L0055 | THE AVENUE CENTRE SCHOOL PLANT, CONWY CLOSE, TILEHURST, READING BERKS | RG30 4BZ | Ground Floor Hygiene 2 (G053). | n/a | L1011 | SLING (ALL) | L | SA138 | Not Known | 21xxx-02275-2008 | Apr 22 2025 | Oct 22 2025 | Oct 22 2025 | T | NL |  | 6 | 250 kg
L0055 | THE AVENUE CENTRE SCHOOL PLANT, CONWY CLOSE, TILEHURST, READING BERKS | RG30 4BZ | Nuthatch Class 2B | - size M. | L1011 | SLING (ALL) | L | SA138 | Not Known | 0000178468 | Apr 22 2025 | Oct 22 2025 | Oct 22 2025 | T | OK |  | 6 | 250 kg
L0055 | THE AVENUE CENTRE SCHOOL PLANT, CONWY CLOSE, TILEHURST, READING BERKS | RG30 4BZ | Barn Owl Class 3A | n/a | L1011 | SLING (ALL) | L | SA17 | Not Known | 120001-2233-2008 | Apr 22 2025 | Oct 22 2025 | Oct 22 2025 | T | OK |  | 6 | 250 kg
L0055 | THE AVENUE CENTRE SCHOOL PLANT, CONWY CLOSE, TILEHURST, READING BERKS | RG30 4BZ | Wellbeing Room | - sling hangar. | L1011 | SLING (ALL) | L | SA18 | Not Known | 21xxx-02721-2008 | Apr 22 2025 | Oct 22 2025 | Oct 22 2025 | T | OK |  | 6 | 250 OR 550 lb
L0055 | THE AVENUE CENTRE SCHOOL PLANT, CONWY CLOSE, TILEHURST, READING BERKS | RG30 4BZ | Swift Class 5B | - sling hangar. | L1011 | SLING (ALL) | L | SA19 | Not Known | SA19 | Apr 22 2025 | Oct 22 2025 | Oct 22 2025 | T | OK |  | 6 | 250 kg
L0055 | THE AVENUE CENTRE SCHOOL PLANT, CONWY CLOSE, TILEHURST, READING BERKS | RG30 4BZ | Hygiene 5A (G088) | Sling Arm Lifting Beam | L1011 | SLING (ALL) | L | SA20 | Not Known | 21xxx-02274-2008 | Apr 24 2025 | Oct 24 2025 | Oct 24 2025 | T | OK |  | 6 | 250 kg
L0055 | THE AVENUE CENTRE SCHOOL PLANT, CONWY CLOSE, TILEHURST, READING BERKS | RG30 4BZ | Barn Owl Class 3A | fitted to PH20 | L1011 | SLING (ALL) | L | SA21 | Not Known | 1393109 | Apr 22 2025 | Oct 22 2025 | Oct 22 2025 | T | OK |  | 6 | 300 kg OR 660 lb
L0055 | THE AVENUE CENTRE SCHOOL PLANT, CONWY CLOSE, TILEHURST, READING BERKS | RG30 4BZ | Pool | n/a | L1011 | SLING (ALL) | L | SA22 | Not Known | 556890 | Apr 22 2025 | Oct 22 2025 | Oct 22 2025 | T | OK |  | 6 | 375 kg OR 825 lb
L0055 | THE AVENUE CENTRE SCHOOL PLANT, CONWY CLOSE, TILEHURST, READING BERKS | RG30 4BZ | Pool | n/a | L1011 | SLING (ALL) | L | SA23 | Not Known | 1209471 | Apr 22 2025 | Oct 22 2025 | Oct 22 2025 | T | OK |  | 6 | 300 kg
L0055 | THE AVENUE CENTRE SCHOOL PLANT, CONWY CLOSE, TILEHURST, READING BERKS | RG30 4BZ | Harness-Barnowl Class 3A | size Large | L1251 | HARNESS (ALL) | L | SL80 | Not Known | K2002697 | Jul 29 2025 | Jan 29 2026 | Jan 29 2026 | T | NV |  | 6 | 200 kg
L0055 | THE AVENUE CENTRE SCHOOL PLANT, CONWY CLOSE, TILEHURST, READING BERKS | RG30 4BZ | 1 Tagging | Barchester Tagging | L6018 | Tagging - E4 (40 ID Tags) (40) | L | Tagging |  | n/a | Jul 29 2025 | Jan 29 2026 | Jan 29 2026 | T | OK |  | 6
L0056 | CORPORATE FACILITIES PLANT, CONWY CLOSE, TILEHURST, READING BERKS | RG30 4BZ | Lifts | in-direct acting hydraulic with rope suspension, serving 3 floors. | L4303 | LIFT (2/3 Floors) | L | L1 | Lift B LH | 270168/M2939266 | Apr 23 2025 | Oct 23 2025 | Oct 23 2025 | T | BD |  | 6 | 800 kg OR 10 Persons
L0056 | CORPORATE FACILITIES PLANT, CONWY CLOSE, TILEHURST, READING BERKS | RG30 4BZ | Lifts | in-direct acting hydraulic with rope suspension, serving 3 floors. | L4303 | LIFT (2/3 Floors) | L | L2 | Lift A RH | 270169/M2939265 | Apr 23 2025 | Oct 23 2025 | Oct 23 2025 | T | BD |  | 6 | 800 kg OR 10 Persons
L0056 | CORPORATE FACILITIES PLANT, CONWY CLOSE, TILEHURST, READING BERKS | RG30 4BZ | Lifts | Lift Shaft 1 | L2033 | SUSPENSION (All) | L | LL1/1 | Not Known | LL1/1 | Apr 23 2025 | Oct 23 2025 | Oct 23 2025 | T | OK |  | 6 | 900 kg
L0056 | CORPORATE FACILITIES PLANT, CONWY CLOSE, TILEHURST, READING BERKS | RG30 4BZ | Lifts | Lift Shaft 1 | L2033 | SUSPENSION (All) | L | LL1/2 | Not Known | LL1/2 | Apr 23 2025 | Oct 23 2025 | Oct 23 2025 | T | OK |  | 6 | 900 kg
L0056 | CORPORATE FACILITIES PLANT, CONWY CLOSE, TILEHURST, READING BERKS | RG30 4BZ | Lifts | Lift Shaft 2 | L2033 | SUSPENSION (All) | L | LL2/1 | Not Known | LL2/1 | Apr 23 2025 | Oct 23 2025 | Oct 23 2025 | T | OK |  | 6 | 900 kg
L0056 | CORPORATE FACILITIES PLANT, CONWY CLOSE, TILEHURST, READING BERKS | RG30 4BZ | Lifts | Lift Shaft 2 | L2033 | SUSPENSION (All) | L | LL2/2 | Not Known | LL2/2 | Apr 23 2025 | Oct 23 2025 | Oct 23 2025 | T | OK |  | 6 | 900 kg
L0058 | KATESGROVE PRIMARY SCHOOL, DOROTHY STREET, READING, | RG1 2NL | Huntley and Palmer Building Lift Shaft | n/a | L1182 | LIFTING GEAR MISC. (All) | L | 0142248 | 0142248 | 0142248 | Mar 20 2025 | Sep 20 2025 | Sep 20 2025 | T | OK |  | 6 | 2500 kg
L0058 | KATESGROVE PRIMARY SCHOOL, DOROTHY STREET, READING, | RG1 2NL | Huntley and Palmer Building Lift Shaft | n/a | L1182 | LIFTING GEAR MISC. (All) | L | 0142249 | 0142249 | 0142249 | Mar 20 2025 | Sep 20 2025 | Sep 20 2025 | T | OK |  | 6 | 2500 kg
L0058 | KATESGROVE PRIMARY SCHOOL, DOROTHY STREET, READING, | RG1 2NL | Huntley and Palmer Building Lift Shaft | n/a | L1182 | LIFTING GEAR MISC. (All) | L | 0142250 | 0142250 | 0142250 | Mar 20 2025 | Sep 20 2025 | Sep 20 2025 | T | OK |  | 6 | 2500 kg
L0058 | KATESGROVE PRIMARY SCHOOL, DOROTHY STREET, READING, | RG1 2NL | As Above | n/a | L1000 | FACILITIES MANAGEMENT - LIFTING (ALL) | L | 20/03/2025 |  | n/a | Mar 20 2025 | Sep 20 2025 | Sep 20 2025 | T | OK |  | 6
L0058 | KATESGROVE PRIMARY SCHOOL, DOROTHY STREET, READING, | RG1 2NL | Henry building | 2 floor | L4303 | LIFT (2/3 Floors) | L | L 01 | AR73510 | AR73510 | Mar 20 2025 | Sep 20 2025 | Sep 20 2025 | T | NV |  | 6 | 410 kg OR 5 person
L0058 | KATESGROVE PRIMARY SCHOOL, DOROTHY STREET, READING, | RG1 2NL | Huntley and Palmer Building | 4 Floor MRL | L4304 | LIFT (4 Floors) | L | L 02 | L 02 | L 02 | Mar 20 2025 | Sep 20 2025 | Sep 20 2025 | T | BD |  | 6 | 13 Persons OR 1000 k
L0059 | WILSON PRIMARY SCHOOL, WILSON ROAD, READING, | RG30 2RW | Rear of North Block | 2 floor | L4200 | LIFT (All) | L | 5013203 | 5013203 | 5013203 | Aug 5 2025 | Feb 5 2026 | Feb 5 2026 | T | NV |  | 6 | 250 kg OR 39 stone
L0059 | WILSON PRIMARY SCHOOL, WILSON ROAD, READING, | RG30 2RW | South block | 3 floor | L4200 | LIFT (All) | L | AR68488 | AR68488 | AR68488 | Aug 5 2025 | Feb 5 2026 | Feb 5 2026 | T | BD |  | 6 | 5 Persons OR 410 kg
L0059 | WILSON PRIMARY SCHOOL, WILSON ROAD, READING, | RG30 2RW | North block | 2 floor | L4200 | LIFT (All) | L | AR74228 | AR74228 | AR74228 | Aug 5 2025 | Feb 5 2026 | Feb 5 2026 | T | OK |  | 6 | 5 Persons OR 410 kg
L0060 | ST ANNES CATHOLIC PRIMARY SCH, WASHINGTON ROAD, CAVERSHAM, READING | RG4 5AA | Main entrance. | - Guldman LP50 H | L4303 | LIFT (2/3 Floors) | L | PL1 | Not Applicable | 0000164097 | Oct 10 2025 | Apr 10 2026 | Apr 10 2026 | T | NV |  | 6 | 375 kg OR 2 person
L0060 | ST ANNES CATHOLIC PRIMARY SCH, WASHINGTON ROAD, CAVERSHAM, READING | RG4 5AA | Main Lobby | - Hydraulic twin acting ram with scissor support mechanism. | L4303 | LIFT (2/3 Floors) | L | PL2 | Not Applicable | LR 0376 | Oct 10 2025 | Apr 10 2026 | Apr 10 2026 | T | BD |  | 6 | 300 kg OR 2 persons
L0061 | ST JOHNS CE (AIDED PRIMARY SCH, 121 - 147 ORTS ROAD, READING, BERKSHIRE | RG1 3JN | Stairwell | 2 Floor | L4303 | LIFT (2/3 Floors) | L | 1594644 | 1594644 | 1594644 | Jul 2 2025 | Jan 2 2026 | Jan 2 2026 | T | BD |  | 6 | 8 Persons OR 630 kg
L0061 | ST JOHNS CE (AIDED PRIMARY SCH, 121 - 147 ORTS ROAD, READING, BERKSHIRE | RG1 3JN | School | 2 Floor | L4303 | LIFT (2/3 Floors) | L | 5013114 | 5013114 | 5013114 | Jul 2 2025 | Jan 2 2026 | Jan 2 2026 | T | OK |  | 6 | 1 Person plus wheelc
L0063 | SURESTART SOUTH READING YOUTH, & COMMUNITY CENTRE, 252-260NORTHUMBERLAND AVE, READING | RG2 7QA | Day Nursery | 2 floor | L4081 | LIFT (All) | L | L0063 | AS233067 | AS233067 | Jun 19 2025 | Dec 19 2025 | Dec 19 2025 | T | OK |  | 6 | 1 Person and wheelch
L0066 | E P COLLIER SCHOOL, ROSS ROAD, READING, | RG1 8DZ | Outside Kitchen | 2 Floor | L4303 | LIFT (2/3 Floors) | L | Lift 1 | Lift 1 | M520164302 | Jun 6 2025 | Dec 6 2025 | Dec 6 2025 | T | OK |  | 6 | 500 kg OR 1 Person +
L0066 | E P COLLIER SCHOOL, ROSS ROAD, READING, | RG1 8DZ | New Building | 3 floor Artico 7000 | L4303 | LIFT (2/3 Floors) | L | Lift 2 | Lift 2 | AR96357 | Mar 24 2025 | Sep 24 2025 | Sep 24 2025 | T | OK |  | 6 | 500 kg OR 6 Persons
L0080 | CEDAR COURT, 30 WHITLEY RISE, BASINGSTOKE ROAD, | RG2 0NS | Disabled Bathroom | n/a | L4204 | LIFT (All) | L | BH1 | Not Marked | 1111000869 | Jul 8 2025 | Dec 3 2025 | Dec 3 2025 | T | OK |  | 6 | 130 kg
L0080 | CEDAR COURT, 30 WHITLEY RISE, BASINGSTOKE ROAD, | RG2 0NS | Lift 1 | Lift Shaft | L2020 | RUNWAY (< 20 ft) | L | LB1/397/1 | 3397/1 | 3397/1 | Jun 3 2025 | Dec 3 2025 | Dec 3 2025 | T | OK |  | 6 | 2000 kg
L0080 | CEDAR COURT, 30 WHITLEY RISE, BASINGSTOKE ROAD, | RG2 0NS | Lift 1 | Lift Shaft | L2020 | RUNWAY (< 20 ft) | L | LB1/397/2 | 3397/2 | 3397/2 | Jun 3 2025 | Dec 3 2025 | Dec 3 2025 | T | OK |  | 6 | 2000 kg
L0080 | CEDAR COURT, 30 WHITLEY RISE, BASINGSTOKE ROAD, | RG2 0NS | Lift 1 | Lift Shaft | L2020 | RUNWAY (< 20 ft) | L | LB1/397/3 | 3397/3 | 3397/3 | Jun 3 2025 | Dec 3 2025 | Dec 3 2025 | T | OK |  | 6 | 2000 kg
L0080 | CEDAR COURT, 30 WHITLEY RISE, BASINGSTOKE ROAD, | RG2 0NS | Lift 1 | 2 Floor | L4303 | LIFT (2/3 Floors) | L | Lift 1 | 78ND9404 | 78ND9404 | Jun 3 2025 | Dec 3 2025 | Dec 3 2025 | T | BD |  | 6 | 630 kg or 8 Persons
L0080 | CEDAR COURT, 30 WHITLEY RISE, BASINGSTOKE ROAD, | RG2 0NS | Lift 2 | 4 Floor | L4304 | LIFT (4 Floors) | L | Lift 2 | 78ND9402 | 78ND9402 | Jun 3 2025 | Dec 3 2025 | Dec 3 2025 | T | BD |  | 6 | 1000 kg OR 13 Person
L0080 | CEDAR COURT, 30 WHITLEY RISE, BASINGSTOKE ROAD, | RG2 0NS | Lift 3 | 4 Floor | L4304 | LIFT (4 Floors) | L | Lift 3 | 78ND9403 | 78ND9403 | Jun 3 2025 | Dec 3 2025 | Dec 3 2025 | T | OK |  | 6 | 630 kg OR 8 Persons
L0080 | CEDAR COURT, 30 WHITLEY RISE, BASINGSTOKE ROAD, | RG2 0NS | Lift 1 | Lift Shaft | L2033 | SUSPENSION (All) | L | LL1/22 | 1094122 | 109422 | Jun 3 2025 | Dec 3 2025 | Dec 3 2025 | T | OK |  | 6 | 2000 kg
L0080 | CEDAR COURT, 30 WHITLEY RISE, BASINGSTOKE ROAD, | RG2 0NS | Lift 1 | Lift Shaft | L2033 | SUSPENSION (All) | L | LL1/23 | 1094123 | 109423 | Jun 3 2025 | Dec 3 2025 | Dec 3 2025 | T | OK |  | 6 | 2000 kg
L0080 | CEDAR COURT, 30 WHITLEY RISE, BASINGSTOKE ROAD, | RG2 0NS | Lift 1 | Lift Shaft | L2033 | SUSPENSION (All) | L | LL1/24 | 1094124 | 109424 | Jun 3 2025 | Dec 3 2025 | Dec 3 2025 | T | OK |  | 6 | 2000 kg
L0080 | CEDAR COURT, 30 WHITLEY RISE, BASINGSTOKE ROAD, | RG2 0NS | Lift 1 | Lift Shaft | L2033 | SUSPENSION (All) | L | LL1/25 | 1094125 | 109425 | Jun 3 2025 | Dec 3 2025 | Dec 3 2025 | T | OK |  | 6 | 2000 kg
L0080 | CEDAR COURT, 30 WHITLEY RISE, BASINGSTOKE ROAD, | RG2 0NS | Lift 1 | Lift Shaft | L2033 | SUSPENSION (All) | L | LL1/26 | 1094126 | 109426 | Jun 3 2025 | Dec 3 2025 | Dec 3 2025 | T | BD |  | 6 | 2000 kg
L0080 | CEDAR COURT, 30 WHITLEY RISE, BASINGSTOKE ROAD, | RG2 0NS | Lift 2 | Lift Shaft | L2033 | SUSPENSION (All) | L | LL2/31 | 1094131 | 1094131 | Jun 3 2025 | Dec 3 2025 | Dec 3 2025 | T | OK |  | 6 | 1500 kg
L0080 | CEDAR COURT, 30 WHITLEY RISE, BASINGSTOKE ROAD, | RG2 0NS | Lift 2 | Lift Shaft | L2033 | SUSPENSION (All) | L | LL2/32 | 1094132 | 1094132 | Jun 3 2025 | Dec 3 2025 | Dec 3 2025 | T | OK |  | 6 | 1500 kg
L0080 | CEDAR COURT, 30 WHITLEY RISE, BASINGSTOKE ROAD, | RG2 0NS | Lift 2 | Lift Shaft | L2033 | SUSPENSION (All) | L | LL2/33 | 1094133 | 1094133 | Jun 3 2025 | Dec 3 2025 | Dec 3 2025 | T | OK |  | 6 | 1500 kg
L0080 | CEDAR COURT, 30 WHITLEY RISE, BASINGSTOKE ROAD, | RG2 0NS | Lift 2 | Lift Shaft | L2033 | SUSPENSION (All) | L | LL2/34 | 1094134 | 1094134 | Jun 3 2025 | Dec 3 2025 | Dec 3 2025 | T | OK |  | 6 | 1500 kg
L0080 | CEDAR COURT, 30 WHITLEY RISE, BASINGSTOKE ROAD, | RG2 0NS | Lift 2 | Lift Shaft | L2033 | SUSPENSION (All) | L | LL2/35 | 1094135 | 1094135 | Jun 3 2025 | Dec 3 2025 | Dec 3 2025 | T | OK |  | 6 | 1500 kg
L0080 | CEDAR COURT, 30 WHITLEY RISE, BASINGSTOKE ROAD, | RG2 0NS | Lift 3 | Lift Shaft | L2033 | SUSPENSION (All) | L | LL3/36 | 1094136 | 1094136 | Jun 3 2025 | Dec 3 2025 | Dec 3 2025 | T | OK |  | 6 | 1500 kg
L0080 | CEDAR COURT, 30 WHITLEY RISE, BASINGSTOKE ROAD, | RG2 0NS | Lift 3 | Lift Shaft | L2033 | SUSPENSION (All) | L | LL3/37 | 1094137 | 1094137 | Jun 3 2025 | Dec 3 2025 | Dec 3 2025 | T | OK |  | 6 | 1500 kg
L0080 | CEDAR COURT, 30 WHITLEY RISE, BASINGSTOKE ROAD, | RG2 0NS | Lift 3 | Lift Shaft | L2033 | SUSPENSION (All) | L | LL3/38 | 1094138 | 1094138 | Jun 3 2025 | Dec 3 2025 | Dec 3 2025 | T | OK |  | 6 | 1500 kg
L0080 | CEDAR COURT, 30 WHITLEY RISE, BASINGSTOKE ROAD, | RG2 0NS | Lift 3 | Lift Shaft | L2033 | SUSPENSION (All) | L | LL3/39 | 1094139 | 1094139 | Jun 3 2025 | Dec 3 2025 | Dec 3 2025 | T | OK |  | 6 | 1500 kg
L0080 | CEDAR COURT, 30 WHITLEY RISE, BASINGSTOKE ROAD, | RG2 0NS | Lift 3 | Lift Shaft | L2033 | SUSPENSION (All) | L | LL3/40 | 1094140 | 1094140 | Jun 3 2025 | Dec 3 2025 | Dec 3 2025 | T | OK |  | 6 | 1500 kg
L0120 | CIVIC OFFICES, BRIDGE STREET, READING, | RG1 2LU | South Lift | Motor room | L2020 | RUNWAY (< 20 ft) | L | JHL 0539 | JHL 0539 | JHL 0539 | Mar 19 2025 | Sep 19 2025 | Sep 19 2025 | T | OK |  | 6 | 1000 kg
L0120 | CIVIC OFFICES, BRIDGE STREET, READING, | RG1 2LU | North Lift | Motor Room | L2020 | RUNWAY (< 20 ft) | L | JHL 0540 | JHL 0540 | JHL 0540 | Mar 19 2025 | Sep 19 2025 | Sep 19 2025 | T | OK |  | 6 | 1000 kg
L0120 | CIVIC OFFICES, BRIDGE STREET, READING, | RG1 2LU | Centre Lifts (Lift A) | 4 Floor | L4304 | LIFT (4 Floors) | L | Left Hand | 42106292 | 42106292 | Mar 19 2025 | Sep 19 2025 | Sep 19 2025 | T | OK |  | 6 | 10 Persons OR 800 kg
L0120 | CIVIC OFFICES, BRIDGE STREET, READING, | RG1 2LU | North Lift | 3 Floor | L4303 | LIFT (2/3 Floors) | L | North lift | 42106293 | 42106293 | Mar 19 2025 | Sep 19 2025 | Sep 19 2025 | T | BD |  | 6 | 10 Persons OR 800 kg
L0120 | CIVIC OFFICES, BRIDGE STREET, READING, | RG1 2LU | Centre Lifts (Lift B Firefighting) | 4 Floor | L4304 | LIFT (4 Floors) | L | Right Hand | 42106291 | 42106291 | Mar 19 2025 | Sep 19 2025 | Sep 19 2025 | T | BD |  | 6 | 10 Persons OR 800 kg
L0120 | CIVIC OFFICES, BRIDGE STREET, READING, | RG1 2LU | South Lift | 3 Floor | L4303 | LIFT (2/3 Floors) | L | South Lift | 42106294 | 42106294 | Mar 19 2025 | Sep 19 2025 | Sep 19 2025 | T | BD |  | 6 | 10 Persons OR 800 kg
L0120 | CIVIC OFFICES, BRIDGE STREET, READING, | RG1 2LU | Centre Lifts | Motor Room | L2020 | RUNWAY (< 20 ft) | L | WSE 090/2014 | Beam A | WSE 090/2014 | Mar 19 2025 | Sep 19 2025 | Sep 19 2025 | T | OK |  | 6 | 1500 kg
L0120 | CIVIC OFFICES, BRIDGE STREET, READING, | RG1 2LU | Centre Lifts | Motor Room | L2020 | RUNWAY (< 20 ft) | L | WSE 090/2014 | Beam B | WSE 090/2014 | Mar 19 2025 | Sep 19 2025 | Sep 19 2025 | T | OK |  | 6 | 1500 kg
L0120 | CIVIC OFFICES, BRIDGE STREET, READING, | RG1 2LU | Centre Lifts | Motor Room | L2020 | RUNWAY (< 20 ft) | L | WSE 090/2014 | Beam C | WSE 090/2014 | Mar 19 2025 | Sep 19 2025 | Sep 19 2025 | T | BD |  | 6 | 1500 kg
L0121 | WOODLANDS COURT, NORWICH DRIVE, WOODLEY, READING | RG5 3EY | Corridor. | Type Vector Serving 2 Floors | L4200 | LIFT (All) | L | L1 | AR109819 | AR109819 | Sep 10 2025 | Mar 10 2026 | Mar 10 2026 | T | OK |  | 6 | 5 Persons OR 410 kg
L0122 | PHOEBE CUSDEN HOUSE, 31 WHITLEY RISE, READING, | RG2 0NS | Common Area | 4 Floor | L4304 | LIFT (4 Floors) | L | 42583993 | 42583993 | 42583993 | Jun 3 2025 | Dec 3 2025 | Dec 3 2025 | T | OK |  | 6 | 800 kg OR 10 Persons
L0122 | PHOEBE CUSDEN HOUSE, 31 WHITLEY RISE, READING, | RG2 0NS | Common Area | Lift Shaft | L2020 | RUNWAY (< 20 ft) | L | RW0157 | WSE0157/2016 | WSE0157/2016 | Jun 3 2025 | Dec 3 2025 | Dec 3 2025 | T | OK |  | 6 | 1500 kg
L0122 | PHOEBE CUSDEN HOUSE, 31 WHITLEY RISE, READING, | RG2 0NS | Common Area | Lift Shaft | L2020 | RUNWAY (< 20 ft) | L | RW0679 | 150679 | 150679 | Jun 3 2025 | Dec 3 2025 | Dec 3 2025 | T | OK |  | 6 | 4500 kg
L0122 | PHOEBE CUSDEN HOUSE, 31 WHITLEY RISE, READING, | RG2 0NS | Common Area | Lift Shaft | L2033 | SUSPENSION (All) | L | SA588 | 161588 | 161588 | Jun 3 2025 | Dec 3 2025 | Dec 3 2025 | T | OK |  | 6 | 1500 kg
L0122 | PHOEBE CUSDEN HOUSE, 31 WHITLEY RISE, READING, | RG2 0NS | Common Area | Lift Shaft | L2033 | SUSPENSION (All) | L | SA606 | 161606 | 161606 | Jun 3 2025 | Dec 3 2025 | Dec 3 2025 | T | OK |  | 6 | 1500 kg
L0122 | PHOEBE CUSDEN HOUSE, 31 WHITLEY RISE, READING, | RG2 0NS | Common Area | lift Shaft | L2033 | SUSPENSION (All) | L | SA679 | 150679 | 150679 | Jun 3 2025 | Dec 3 2025 | Dec 3 2025 | T | OK |  | 6 | 2000 kg
L0123 | QUEENS RD, READING, , | RG1 4AR | Centre Stairs | 5 Floor Indirect Acting | L4305 | LIFT (5 Floors) | L | L01 | 1 | NCP Lift 1 | Jun 17 2025 | Dec 17 2025 | Dec 17 2025 | T | OK |  | 6 | 1000 kg OR 13 Person
L0123 | QUEENS RD, READING, , | RG1 4AR | Centre Stairs | - 5 Floor Indirect Acting | L4305 | LIFT (5 Floors) | L | L02 | 2 | NCP Lift 2 | Jun 17 2025 | Dec 17 2025 | Dec 17 2025 | T | BD |  | 6 | 1000 kg OR 13 Person
L0123 | QUEENS RD, READING, , | RG1 4AR | Front Stairs | 5 Floor Indirect Acting | L4305 | LIFT (5 Floors) | L | L03 | 3 | NCP Lift 3 | Jul 15 2025 | Jan 15 2026 | Jan 15 2026 | T | BD |  | 6 | 1000 kg OR 13 Person
L0123 | QUEENS RD, READING, , | RG1 4AR | Lift Shaft 1 | n/a | L2020 | RUNWAY (< 20 ft) | L | RW01 | SMW207-1 | SMW207-1 | Jun 17 2025 | Dec 17 2025 | Dec 17 2025 | T | OK |  | 6 | 500 kg
L0123 | QUEENS RD, READING, , | RG1 4AR | Lift Shaft 1 | n/a | L2020 | RUNWAY (< 20 ft) | L | RW02 | SMW207-2 | SMW207-2 | Jun 17 2025 | Dec 17 2025 | Dec 17 2025 | T | OK |  | 6 | 500 kg
L0123 | QUEENS RD, READING, , | RG1 4AR | Lift Shaft 1 | n/a | L2020 | RUNWAY (< 20 ft) | L | RW03 | SMW207-3 | SMW207-3 | Jun 17 2025 | Dec 17 2025 | Dec 17 2025 | T | OK |  | 6 | 2000 kg
L0123 | QUEENS RD, READING, , | RG1 4AR | Lift Shaft 2 | n/a | L2020 | RUNWAY (< 20 ft) | L | RW04 | SMW210-3 | SMW210-3 | Jun 17 2025 | Dec 17 2025 | Dec 17 2025 | T | OK |  | 6 | 2000 kg
L0123 | QUEENS RD, READING, , | RG1 4AR | Lift Shaft 2 | n/a | L2020 | RUNWAY (< 20 ft) | L | RW05 | SMW210-2 | SMW210-2 | Jun 17 2025 | Dec 17 2025 | Dec 17 2025 | T | OK |  | 6 | 500 kg
L0123 | QUEENS RD, READING, , | RG1 4AR | Lift Shaft 2 | n/a | L2020 | RUNWAY (< 20 ft) | L | RW06 | SMW210-1 | SMW210-1 | Jun 17 2025 | Dec 17 2025 | Dec 17 2025 | T | OK |  | 6 | 500 kg
L0123 | QUEENS RD, READING, , | RG1 4AR | Lift Shaft 3 | n/a | L2020 | RUNWAY (< 20 ft) | L | RW07 | SMW211-1 | SMW211-1 | Jun 17 2025 | Dec 17 2025 | Dec 17 2025 | T | BD |  | 6 | 500 kg
L0123 | QUEENS RD, READING, , | RG1 4AR | Lift Shaft 3 | n/a | L2020 | RUNWAY (< 20 ft) | L | RW08 | SMW211-2 | SMW211-2 | Jun 17 2025 | Dec 17 2025 | Dec 17 2025 | T | BD |  | 6 | 500 kg
L0123 | QUEENS RD, READING, , | RG1 4AR | Lift Shaft 3 | n/a | L2020 | RUNWAY (< 20 ft) | L | RW09 | SMW211-3 | SMW211-3 | Jun 17 2025 | Dec 17 2025 | Dec 17 2025 | T | OK |  | 6 | 2000 kg
L0125 | KENDRICK SCHOOL, LONDON ROAD, READING, | RG1 5BN | Reception | 2 Floor | L4303 | LIFT (2/3 Floors) | L | 240376 | 240376 | 240376 | Jun 10 2025 | Dec 10 2025 | Dec 10 2025 | T | BD |  | 6 | 630 kg OR 8 Persons
L0125 | KENDRICK SCHOOL, LONDON ROAD, READING, | RG1 5BN | Horizons Building | 3 Floor | L4303 | LIFT (2/3 Floors) | L | 25153/C2531 | 25153/C2531 | 25153/C2531 | Jun 10 2025 | Dec 10 2025 | Dec 10 2025 | T | OK |  | 6 | 6 Persons OR 500 kg
L0125 | KENDRICK SCHOOL, LONDON ROAD, READING, | RG1 5BN | Sixth Form Centre | 3 Floor | L4303 | LIFT (2/3 Floors) | L | 290059 | 290059 | 290059 | Jun 10 2025 | Dec 10 2025 | Dec 10 2025 | T | BD |  | 6 | 630 kg OR 8 Persons
L0125 | KENDRICK SCHOOL, LONDON ROAD, READING, | RG1 5BN | Reception | - Lift Shaft | L2020 | RUNWAY (< 20 ft) | L | 41204 | 41204 | 41204 | Jun 10 2025 | Dec 10 2025 | Dec 10 2025 | T | OK |  | 6 | 1000 kg
L0126 | BLOCK 1-23, 24 WELDALE STREET, READING, | RG1 7BQ | Lift Shaft | n/a | L2020 | RUNWAY (< 20 ft) | L | 11522-A | 11522-A | 11522-A | Sep 16 2025 | Mar 16 2026 | Mar 16 2026 | T | OK |  | 6 | 1000 kg
L0126 | BLOCK 1-23, 24 WELDALE STREET, READING, | RG1 7BQ | Communal Hallway | 4 Floor | L4304 | LIFT (4 Floors) | L | SL1164A | SL1164A | SL1164A | Sep 16 2025 | Mar 16 2026 | Mar 16 2026 | T | BD |  | 6 | 8 Persons OR 630 kg
L0128 | BLOCK 1-16, 9 NORTH STREET, READING, | RG1 7BY | Lift Shaft | n/a | L2020 | RUNWAY (< 20 ft) | L | 11522-B | 11522-B | 11522-B | Sep 16 2025 | Mar 16 2026 | Mar 16 2026 | T | OK |  | 6 | 1000 kg
L0128 | BLOCK 1-16, 9 NORTH STREET, READING, | RG1 7BY | Communal Hallway | 4 Floor | L4304 | LIFT (4 Floors) | L | SL1164B | SL1164B | SL1164B | Sep 16 2025 | Mar 16 2026 | Mar 16 2026 | T | NV |  | 6 | 8 Persons OR 630 kg
L0129 | 1 ST STEPHENS COURT, READING, , | RG1 3HB | Unknown | n/a | L4208 | LIFT (All) | L | SL1 | SL1 | Unknown | Jun 19 2025 | Dec 19 2025 | Dec 19 2025 | T | NV |  | 6 | Unknown
L0130 | 12 RUPERT WALK, READING, , | RG1 3HF | Stairs | n/a | L4208 | LIFT (All) | L | SL1 | Not Marked | 10020863 | Jun 19 2025 | Dec 19 2025 | Dec 19 2025 | T | OK |  | 6 | 1 person with a maxi
L0131 | 25 CARNARVON ROAD, READING, , | RG1 5SB | Lower Stairs | 600 | L4208 | LIFT (All) | L | SL1 | SL1 | Not Marked | Jun 19 2025 | Dec 19 2025 | Dec 19 2025 | T | NV |  | 6 | 135 kg OR 1 Person
L0131 | 25 CARNARVON ROAD, READING, , | RG1 5SB | Middle Stairs | 600 | L4208 | LIFT (All) | L | SL2 | SL2 | Not Marked | Jun 19 2025 | Dec 19 2025 | Dec 19 2025 | T | NV |  | 6 | 135 kg OR 1 Person
L0132 | 49 LESFORD ROAD, READING, , | RG1 6DX | Unknown | n/a | L4208 | LIFT (All) | L | SL1 | SL1 | Unknown | Jun 24 2025 | Dec 24 2025 | Dec 24 2025 | T | NV |  | 6 | Unknown
L0133 | 50 TRELLECK ROAD, READING, , | RG1 6EN | Stairs | 260 | L4208 | LIFT (All) | L | SL1 | SL1 | Not Marked | Jun 19 2025 | Dec 19 2025 | Dec 19 2025 | T | BD |  | 6 | 120 kg OR 1 Person
L0134 | 6 BLYTH WALK, READING, , | RG2 0AF | Stairs | 600 | L4208 | LIFT (All) | L | SL1 | SL1 | Not Marked | Sep 24 2025 | Mar 24 2026 | Mar 24 2026 | T | BD |  | 6 | 160 kg OR 1 Person
L0135 | 1 SALCOMBE ROAD, READING, , | RG2 7LH | Stairs | 600 | L4208 | LIFT (All) | L | SL1 | SL1 | 3888738 | Sep 25 2025 | Mar 25 2026 | Mar 25 2026 | T | OK |  | 6 | 160 kg OR 1 Person
L0136 | 7 SEATON GARDENS, READING, , | RG2 7PB | Stairs | n/a | L4208 | LIFT (All) | L | SL1 | SL1 | W9726895 | Sep 25 2025 | Mar 25 2026 | Mar 25 2026 | T | OK |  | 6 | 115 kg OR 1 Person
L0137 | 11 REDRUTH GARDENS, READING, , | RG2 7QN | Stairs | Curve | L4208 | LIFT (All) | L | SL1 | SL1 | 39552 | Sep 24 2025 | Mar 24 2026 | Mar 24 2026 | T | OK |  | 6 | 160 kg OR 1 Person
L0138 | 54 CALLINGTON ROAD, READING, , | RG2 7QR | Stairs | 300 | L4208 | LIFT (All) | L | SL1 | SL1 | 601035 | Sep 29 2025 | Mar 29 2026 | Mar 29 2026 | T | OK |  | 6 | 120 kg OR 1 Person
L0139 | 86 CALLINGTON ROAD, READING, , | RG2 7QR | Stairs | 260 | L4208 | LIFT (All) | L | SL1 | SL1 | Unknown | Sep 29 2025 | Mar 29 2026 | Mar 29 2026 | T | BD |  | 6 | 120 kg OR 1 Person
L0140 | 22 BRIXHAM ROAD, READING, , | RG2 7RA | Unknown | n/a | L4208 | LIFT (All) | L | SL1 | SL1 | Unknown | Sep 24 2025 | Mar 24 2026 | Mar 24 2026 | T | NV |  | 6 | Unknown
L0141 | 97 KINGSBRIDGE ROAD, READING, , | RG2 7RG | Stairs | n/a | L4208 | LIFT (All) | L | SL1 | SL1 | Not Marked | Sep 25 2025 | Mar 25 2026 | Mar 25 2026 | T | OK |  | 6 | 120 kg OR 1 person
L0142 | 109 CRESSINGHAM ROAD, READING, , | RG2 7RY | Stairs | 420 | L4208 | LIFT (All) | L | SL1 | SL1 | 42040432 | Sep 25 2025 | Mar 25 2026 | Mar 25 2026 | T | BD |  | 6 | 120 kg OR 1 Person
L0143 | 73 DAWLISH ROAD, READING, , | RG2 7SE | Stairs | 600 | L4208 | LIFT (All) | L | SL1 | SL1 | 3978403 | Sep 25 2025 | Mar 25 2026 | Mar 25 2026 | T | OK |  | 6 | 160 kg OR 1 Person
L0144 | 31 BEDE WALK, READING, , | RG2 7UE | Stairs | Flow 2 | L4208 | LIFT (All) | L | SL1 | SL1 | 231897 | Sep 25 2025 | Mar 25 2026 | Mar 25 2026 | T | OK |  | 6 | 125 kg OR 1 Person
L0145 | 17 ASHMORE ROAD, READING, , | RG2 8AG | Stairs | 600 | L4208 | LIFT (All) | L | SL1 | SL1 | Not Marked | Sep 29 2025 | Mar 29 2026 | Mar 29 2026 | T | BD |  | 6 | 160 kg OR 1 Person
L0146 | 30 ASHMORE ROAD, READING, , | RG2 8AG | Stairs | 600 | L4208 | LIFT (All) | L | SL1 | SL1 | Not Marked | Sep 29 2025 | Mar 29 2026 | Mar 29 2026 | T | NV |  | 6 | 160 kg OR 1 Person
L0147 | 57 STOCKTON ROAD, READING, , | RG2 8AH | Stairs | Freecurve | L4208 | LIFT (All) | L | SL1 | SL1 | Not Marked | Sep 24 2025 | Mar 24 2026 | Mar 24 2026 | T | NV |  | 6 | 125 kg OR 1 Person
L0148 | 44 LANDRAKE CRESCENT, READING, , | RG2 8AJ | Stairs | n/a | L4208 | LIFT (All) | L | SL1 | SL1 | Not Marked | Sep 29 2025 | Mar 29 2026 | Mar 29 2026 | T | BD |  | 6 | 120 kg OR 1 Person
L0149 | 12 TEMPLETON GARDENS, READING, , | RG2 8AN | Stairs | Superglide 120 | L4208 | LIFT (All) | L | SL1 | SL1 | 110102302170U | Sep 29 2025 | Mar 29 2026 | Mar 29 2026 | T | OK |  | 6 | 127 kg OR 1 Person
L0151 | 1 NEWLYN GARDENS, READING, , | RG2 8BD | Stairs | n/a | L4208 | LIFT (All) | L | SL1 | SL1 | Not Marked | Sep 29 2025 | Mar 29 2026 | Mar 29 2026 | T | NV |  | 6 | 160 kg OR 1 Person
L0152 | 268 WHITLEY WOOD ROAD, READING, , | RG2 8HX | Stairs | n/a | L4208 | LIFT (All) | L | SL1 | SL1 | 574661 | Sep 25 2025 | Mar 25 2026 | Mar 25 2026 | T | OK |  | 6 | 125 kg OR 1 Person
L0153 | 69 LINDEN ROAD, READING, , | RG2 8JB | Stairs | 600 | L4208 | LIFT (All) | L | SL1 | SL1 | Not Marked | Sep 29 2025 | Mar 29 2026 | Mar 29 2026 | T | BD |  | 6 | 160 kg OR 1 Person
L0154 | 62 WENTWORTH AVENUE, READING, , | RG2 8JL | Stairs | Model 260 | L4208 | LIFT (All) | L | SL1 | SL1 | Not Marked | Sep 24 2025 | Mar 24 2026 | Mar 24 2026 | T | BD |  | 6 | 1 person with a maxi
L0155 | 26 EXWICK SQ, READING, , | RG2 8NB | Front of house | Wheelchair Lift | L4303 | LIFT (2/3 Floors) | L | L1 | L1 | ZA050702 | Sep 25 2025 | Mar 25 2026 | Mar 25 2026 | T | OK |  | 6 | 250 kg OR 1 Person
L0156 | 59 WINCANTON ROAD, READING, , | RG2 8PA | Stairs | 600 | L4208 | LIFT (All) | L | SL1 | SL1 | UB0113330218 | Sep 29 2025 | Mar 29 2026 | Mar 29 2026 | T | OK |  | 6 | 160 kg OR 1 Person
L0157 | 64 WINCANTON ROAD, READING, , | RG2 8PB | Stairs | 260 | L4208 | LIFT (All) | L | SL1 | SL1 | Not Marked | Sep 24 2025 | Mar 24 2026 | Mar 24 2026 | T | BD |  | 6 | 120 kg OR 1 Person
L0158 | 30 WINCANTON ROAD, READING, , | RG2 8PB | Stairs | 600 | L4208 | LIFT (All) | L | SL1 | SL1 | Not Marked | Sep 25 2025 | Mar 25 2026 | Mar 25 2026 | T | BD |  | 6 | 160 kg OR 1 Person
L0159 | 3 WRENSWOOD CLOSE, READING, , | RG2 8PD | Stairs | 600 | L4208 | LIFT (All) | L | SL1 | SL1 | 4163858 | Sep 29 2025 | Mar 29 2026 | Mar 29 2026 | T | OK |  | 6 | 160 kg OR 1 Person
L0160 | 264 WHITLEY WOOD ROAD, READING, , | RG2 8TL | Stairs | 260 | L4208 | LIFT (All) | L | SL1 | SL1 | Not Marked | Sep 25 2025 | Mar 25 2026 | Mar 25 2026 | T | BD |  | 6 | 120 kg OR 1 Person
L0161 | 45 VERNON CRESCENT, READING, , | RG2 8TS | Stairs | 260 | L4208 | LIFT (All) | L | SL1 | SL1 | 1588288 | Sep 25 2025 | Mar 25 2026 | Mar 25 2026 | T | OK |  | 6 | 135 kg OR 1 Person
L0162 | 24 KINGSLEY CLOSE, READING, , | RG2 8TU | Stairs | n/a | L4208 | LIFT (All) | L | SL1 | SL1 | 110102020581U | Sep 24 2025 | Mar 24 2026 | Mar 24 2026 | T | OK |  | 6 | 127 kg OR 1 Person
L0163 | 5 LEXINGTON GROVE, READING, , | RG2 8UG | Stairs | 260 | L4208 | LIFT (All) | L | SL1 | SL1 | Not Marked | Sep 24 2025 | Mar 24 2026 | Mar 24 2026 | T | BD |  | 6 | 135 kg OR 1 Person
L0164 | 15 LEXINGTON GROVE, READING, , | RG2 8UG | Stairs | 600 | L4208 | LIFT (All) | L | SL1 | SL1 | U60118430161 | Sep 24 2025 | Mar 24 2026 | Mar 24 2026 | T | NV |  | 6 | 160 kg OR 1 Person
L0165 | 10 FARMERS CLOSE, READING, , | RG2 8UQ | Stairs | 600 | L4208 | LIFT (All) | L | SL1 | SL1 | Not Marked | Sep 24 2025 | Mar 24 2026 | Mar 24 2026 | T | NV |  | 6 | 160 kg OR 1 Person
L0166 | 26 FARMERS CLOSE, READING, , | RG2 8YQ | House | 2 Floors | L4200 | LIFT (All) | L | L1 | L1 | 19644 | Sep 25 2025 | Mar 25 2026 | Mar 25 2026 | T | OK |  | 6 | 250 kg OR 1 Person
L0167 | 15 PORTLAND GARDENS, READING, , | RG3 4QH | Stairs | n/a | L4208 | LIFT (All) | L | SL1 | SL1 | Not Marked | Jun 18 2025 | Dec 18 2025 | Dec 18 2025 | T | NV |  | 6 | 125 kg OR 1 Person
L0168 | 70 STONE STREET, READING, , | RG30 1HU | Rear Garden | - part No 410. | L4303 | LIFT (2/3 Floors) | L | B0255/04 | Not Known | B0255/04 | Jul 29 2025 | Jan 29 2026 | Jan 29 2026 | T | NV |  | 6 | 2 Persons + wheel ch
L0169 | 154 SOUTHCOTE LANE, READING, , | RG30 3AL | Stairs | 2 floors | L4207 | LIFT (All) | L | SL01 | Not Known | 11601/7290254 | Jul 29 2025 | Jan 29 2026 | Jan 29 2026 | T | OK |  | 6 | 160 kg OR 1 person
L0170 | 213 SOUTHCOTE LANE, READING, , | RG30 3AY | First floor bedroom. | - Wispa plus. | L4205 | LIFT (All) | L | 005636 | Not Known | 005636 | Jul 29 2025 | Jan 29 2026 | Jan 29 2026 | T | OK |  | 6 | 130 kg or 286 lb
L0170 | 213 SOUTHCOTE LANE, READING, , | RG30 3AY | First floor bedroom. | n/a | L1016 | LIFT (All) | L | 010012 | Not Known | 010012 | Jul 29 2025 | Jan 29 2026 | Jan 29 2026 | T | OK |  | 6 | 130 kg
L0170 | 213 SOUTHCOTE LANE, READING, , | RG30 3AY | First floor bedroom. | Oxford Midi 180. | L4204 | LIFT (All) | L | 22100017137 | Not Known | 22100017137 | Jul 29 2025 | Jan 29 2026 | Jan 29 2026 | T | OK |  | 6 | 180 kg
L0170 | 213 SOUTHCOTE LANE, READING, , | RG30 3AY | Ground floor bathroom. | Voyager 420 | L4204 | LIFT (All) | L | ALB3-4FB-10800 | Not Known | ALB3-4FB-10800 | Jul 29 2025 | Jan 29 2026 | Jan 29 2026 | T | OK |  | 6 | 190 kg
L0170 | 213 SOUTHCOTE LANE, READING, , | RG30 3AY | Main Entrance | - serving 2 floors. | L4093 | LIFT (All) | L | HL01 | Not Known | VM22206 | Jul 29 2025 | Jan 29 2026 | Jan 29 2026 | T | AN |  | 6 | 1 Person with a maxi
L0171 | 24 BARN CLOSE, READING, , | RG30 3EE | Stair well | n/a | L4207 | LIFT (All) | L | SL01 | Not Known | Not Known | Jul 29 2025 | Jan 29 2026 | Jan 29 2026 | T | NV |  | 6 | Not Known
L0172 | 46 BRUNEL ROAD, READING, , | RG30 3JH | Stairwell | n/a | L4207 | LIFT (All) | L | U26012505511 | Not Known | U26012505511 | Aug 14 2025 | Feb 14 2026 | Feb 14 2026 | T | BD |  | 6 | 1 Person with a maxi
L0173 | 13 BYEFIELD ROAD, READING, , | RG30 3JN | Stair well | - model 260 | L4207 | LIFT (All) | L | U26015434725 | Not Known | U26015434725 | Jul 29 2025 | Jan 29 2026 | Jan 29 2026 | T | NV |  | 6 | 1 Person with a maxi
L0174 | 8 BYEFIELD ROAD, READING, , | RG30 3JN | Stairs | 2 Floors | L4207 | LIFT (All) | L | SL01 | Not Known | SL01 | Jul 29 2025 | Jan 29 2026 | Jan 29 2026 | T | OK |  | 6 | 160 kg OR 1 Person
L0175 | 84 ASHAMPSTEAD ROAD, READING, , | RG30 3LG | Kitchen to first floor bedroom. | - serving 2 floors. | L4093 | LIFT (All) | L | 9594 | Not Known | 9594 | Aug 14 2025 | Feb 14 2026 | Feb 14 2026 | T | OK |  | 6 | 1 Person + wheelchai
L0176 | 3 KESTRAL WAY, READING, , | RG30 3NU | Stairwell | n/a | L4207 | LIFT (All) | L | 2174380 | None | 2174380 | Oct 1 2025 | Apr 1 2026 | Apr 1 2026 | T | OK |  | 6 | 1 person with a maxi
L0177 | 42 VIRGINIA WAY, READING, , | RG30 3QS | Not Known | n/a | L4207 | LIFT (All) | L | SL01 | Not Known | Not Known | Jul 29 2025 | Jan 29 2026 | Jan 29 2026 | T | NV |  | 6 | Not Known
L0178 | 17 TERN CLOSE, READING, , | RG30 4AY | Stairs | n/a | L4207 | LIFT (All) | L | SL01 | Not Known | 10511911 | Jul 29 2025 | Jan 29 2026 | Jan 29 2026 | T | AN |  | 6 | 160 kg OR 1 person
L0179 | 71 TERN CLOSE, READING, , | RG30 4AY | Stair well | - model simplicity. | L4207 | LIFT (All) | L | S06130495 | Not Known | S06130495 | Jul 29 2025 | Jan 29 2026 | Jan 29 2026 | T | NV |  | 6 | 1 Person with a maxi
L0180 | 46 ELDART CLOSE, READING, , | RG30 4BX | Stair well | n/a | L4207 | LIFT (All) | L | U42012373231 | Not Known | U42012373231 | Sep 24 2025 | Mar 24 2026 | Mar 24 2026 | T | BD |  | 6 | 1 Person with a maxi
L0181 | 28 CARRON CLOSE, READING, , | RG30 4DS | Not Known | n/a | L4207 | LIFT (All) | L | SL01 | Not Known | Not Known | Sep 24 2025 | Mar 24 2026 | Mar 24 2026 | T | NV |  | 6 | Not KnownNot Known
L0182 | 44 ESKIN CLOSE, READING, , | RG30 4DU | Stairwell | n/a | L4207 | LIFT (All) | L | 2184634 | Not Known | 2184634 | Jul 29 2025 | Jan 29 2026 | Jan 29 2026 | T | NV |  | 6 | 1 person with a maxi
L0183 | 43 USK ROAD, READING, , | RG30 4HP | Stair well | n/a | L4207 | LIFT (All) | L | 10282813 | Not Known | 10282813 | Jul 29 2025 | Jan 29 2026 | Jan 29 2026 | T | BD |  | 6 | 1 Person with a maxi
L0184 | 34 USK ROAD, READING, , | RG30 4HU | Stair well | n/a | L4207 | LIFT (All) | L | U42010022686 | Not Known | U42010022686 | Sep 24 2025 | Mar 24 2026 | Mar 24 2026 | T | OK |  | 6 | 1 Person with a maxi
L0185 | 174 THE MEADWAY, READING, , | RG30 4PQ | Lounge to first floor bedroom | - serving 2 floors. | L4093 | LIFT (All) | L | 9574 | Not known | 9574 | Aug 5 2025 | Feb 5 2026 | Feb 5 2026 | T | AN |  | 6 | 1 Person + wheelchai
L0186 | 12 HOLLAND ROAD, READING, , | RG30 4QE | Stair well. | n/a | L4207 | LIFT (All) | L | 3767860 | Not Known | 3767860 | Aug 14 2025 | Feb 14 2026 | Feb 14 2026 | T | OK |  | 6 | 1 Person with a maxi
L0187 | 7 LANSDOWNE ROAD, READING, , | RG30 4QU | Lounge to bedroom | - Trio Plus. | L4303 | LIFT (2/3 Floors) | L | DAP01 | Not Known | Not Marked | Jul 29 2025 | Jan 29 2026 | Jan 29 2026 | T | NV |  | 6 | 3 Persons or 250 kg
L0188 | 17 TEVIOT ROAD, READING, , | RG30 4SP | Not Known | n/a | L4093 | LIFT (All) | L | L01 | Not Known | Not Known | Sep 24 2025 | Mar 24 2026 | Mar 24 2026 | T | NV |  | 6 | Not Known
L0189 | 64 TEVIOT ROAD, READING, , | RG30 4SR | Stair well | n/a | L4207 | LIFT (All) | L | 4304981002 | Not Known | 4304981002 | Aug 14 2025 | Feb 14 2026 | Feb 14 2026 | T | NV |  | 6 | 1 person with a maxi
L0191 | 7 CRANBOURNE GARDENS, READING, , | RG30 6TS | Front garden to house entrance. | n/a | L4303 | LIFT (2/3 Floors) | L | LR1506 | Not Known | LR1506 | Aug 14 2025 | Feb 14 2026 | Feb 14 2026 | T | NV |  | 6 | 2 Persons + wheelcha
L0192 | 771 OXFORD ROAD, READING, , | RG30 6TU | Dining Room to First floor bedroom | n/a | L4093 | LIFT (All) | L | 17588 | Not Known | 17588 | Sep 24 2025 | Mar 24 2026 | Mar 24 2026 | T | NV |  | 6 | 1 Person + wheelchai
L0193 | 17 ROMSEY ROAD, READING, , | RG30 6UP | Not Known | n/a | L4207 | LIFT (All) | L | SL01 | Not Known | Not Known | Sep 24 2025 | Mar 24 2026 | Mar 24 2026 | T | NV |  | 6 | Not Known
L0194 | 33 BEVERLEY ROAD, READING, , | RG31 5PT | Not Known | n/a | L4207 | LIFT (All) | L | SL02 | Not Known | Not Known | Sep 30 2025 | Mar 30 2026 | Mar 30 2026 | T | NV |  | 6 | Not Known
L0195 | 44 IAN MIKADO WAY, READING, , | RG4 5BZ | Stair well | n/a | L4207 | LIFT (All) | L | 160002650650T | Not Known | 160002650650T | Jun 19 2025 | Dec 19 2025 | Dec 19 2025 | T | BD |  | 6 | 1 Person with a maxi
L0196 | 149 HENLEY ROAD, READING, , | RG4 6DW | Rear door into rear garden | - serving 2 floors. | L4093 | LIFT (All) | L | 00955 | Not Known | 00955 | Jun 6 2025 | Dec 6 2025 | Dec 6 2025 | T | AN |  | 6 | 1 Person + wheel cha
L0196 | 149 HENLEY ROAD, READING, , | RG4 6DW | Ground floor dining room to first floor bedroom. | - through floor lift serving 2 floors. | L4093 | LIFT (All) | L | 17743 | Not Known | 17743 | Jun 6 2025 | Dec 6 2025 | Dec 6 2025 | T | AN |  | 6 | 1 Person + wheelchai
L0197 | 9 DOVEDALE CLOSE, READING, , | RG4 7AL | Lounge | n/a | L1016 | LIFT (All) | L | 002271 | Not Known | 002271 | Jun 19 2025 | Dec 19 2025 | Dec 19 2025 | T | OK |  | 6 | 200 kg or 440 lb
L0197 | 9 DOVEDALE CLOSE, READING, , | RG4 7AL | Lounge | - Model Wispa WTB. | L4205 | LIFT (All) | L | 002271 | Not Known | 002271 | Jun 19 2025 | Dec 19 2025 | Dec 19 2025 | T | OK |  | 6 | 200 kg or 440 lb
L0197 | 9 DOVEDALE CLOSE, READING, , | RG4 7AL | First floor bedroom | n/a | L1016 | LIFT (All) | L | 002279 | Not Known | 002279 | Jun 19 2025 | Dec 19 2025 | Dec 19 2025 | T | OK |  | 6 | 200 kg or 440 lb
L0197 | 9 DOVEDALE CLOSE, READING, , | RG4 7AL | First floor bedroom | - Model Wispa WTB. | L4205 | LIFT (All) | L | 002279 | Not Known | 002279 | Jun 19 2025 | Dec 19 2025 | Dec 19 2025 | T | OK |  | 6 | 200 kg or 440 lb
L0197 | 9 DOVEDALE CLOSE, READING, , | RG4 7AL | Kitchen to first floor bedroom. | n/a | L4093 | LIFT (All) | L | 16926 | Not Known | 16926 | Jun 19 2025 | Dec 19 2025 | Dec 19 2025 | T | AN |  | 6 | 1 Person + wheelchai
L0198 | 11 KNIGHTS WAY, READING, , | RG4 8RJ | Front Garden | - Hydraulic twin acting ram with scissor support mechanism, serving tw | L4093 | LIFT (All) | L | LR1576 | Not Known | LR1576 | Jun 18 2025 | Dec 18 2025 | Dec 18 2025 | T | BD |  | 6 | 2 Persons + wheel ch
L0199 | 42 BUCKINGHAM DRIVE, READING, , | RG4 8RZ | Stair well | n/a | L4207 | LIFT (All) | L | U42013145601 | Not Known | U42013145601 | Jun 19 2025 | Dec 19 2025 | Dec 19 2025 | T | OK |  | 6 | 1 Person with a maxi
L0200 | 122 WHEBLE DRIVE, READING, , | RG5 3DU | Stairs | 2 Floors | L4208 | LIFT (All) | L | SL1 | SL 1439 | 3168857 | Aug 22 2025 | Feb 22 2026 | Feb 22 2026 | T | NV |  | 6 | 125 kg OR 1 Person
L0201 | 24 BRUCE ROAD, READING, , | RG5 3DZ | Stairs | 2 Floors | L4208 | LIFT (All) | L | SL1 | Not Applicable | AA2197211X08220341 | Aug 21 2025 | Feb 21 2026 | Feb 21 2026 | T | NV |  | 6 | 140 kg OR 1 person
L0202 | 7 CHEQUERS WAY, READING, , | RG5 3EH | Not Known | Not Known | L4208 | LIFT (All) | L | SL1 | SL1 | Not Known | Aug 14 2025 | Feb 14 2026 | Feb 14 2026 | T | NV |  | 6 | Not Known
L0203 | 24 GRAYS CRESENT, READING, , | RG5 3EN | Stairs | 2 Floors | L4208 | LIFT (All) | L | SL1 | Not Applicable | AA2197212X12220548 | Aug 21 2025 | Feb 21 2026 | Feb 21 2026 | T | OK |  | 6 | 140 kg OR 1 person
L0204 | DEE PARK COMMUNITY CENTRE, READING, , | RG30 4YH | Ground floor to first adjacent to stair well. | - Midilift, direct acting, serving 2 floors. | L4303 | LIFT (2/3 Floors) | L | AV417383 | Not Known | AV417383 | Aug 21 2025 | Feb 21 2026 | Feb 21 2026 | T | BD |  | 6 | 400 kg or 5 Persons
L0205 | RANGER STATION PROSPECT PARK, LIEBENROOD ROAD, READING, | RG30 2ND | Toilet/Changing Room | Disabled changing table | L4204 | LIFT (All) | L | 20220114-3150 | Not Known | 20220114-3150 | Jun 26 2025 | Dec 26 2025 | Dec 26 2025 | T | OK |  | 6 | 70 kg
L0205 | RANGER STATION PROSPECT PARK, LIEBENROOD ROAD, READING, | RG30 2ND | Toilet/Changing Room | n/a | L1016 | LIFT (All) | L | 794178 | Not Known | 794178 | Jun 26 2025 | Dec 26 2025 | Dec 26 2025 | T | OK |  | 6 | 220 kg OR 440 lb
L0205 | RANGER STATION PROSPECT PARK, LIEBENROOD ROAD, READING, | RG30 2ND | Toilet/Changing Room | n/a | L4204 | LIFT (All) | L | 8047225 | Not Known | 8047225 | Jun 26 2025 | Dec 26 2025 | Dec 26 2025 | T | OK |  | 6 | 200 kg OR 440 lb

## Other Plant
Items, Addresses and Inspection Dates by Schedule for Policy qla18u0020013020 - READING BOROUGH COUNCIL
Run By ANDREW CAREY
2025-10-14 15:57
Schedule | Address | PostCode | Location | Item Desc | SDC | SDC Desc & Capacity | SDC Status | Zurich Item No | Client Item No | Item Serial No | Last Visit | Next Intended Visit | Next Contractual Visit | Insp Type | Item status | Working Freq | Thorough Freq | Safe operational Limit
M0013 | THE AVENUE CENTRE, CONWY CLOSE, TILEHURST, READING BERKSHIRE | RG30 4BZ | Pool Plant Room. | Control Panel MCP2 - BMS Section | E6998 | SWITCHGEAR (All) | L | BMS001 | Not Marked | 155813 | Jul 29 2025 | Jul 29 2026 | Jul 29 2026 | T | OK |  | 12 | Not Applicable
M0013 | THE AVENUE CENTRE, CONWY CLOSE, TILEHURST, READING BERKSHIRE | RG30 4BZ | Heron Class 1st Floor. | Control Panel Heat Recovery Unit | E6998 | SWITCHGEAR (All) | L | CP FF5-10 | 5008650066 | Not Marked | Jul 29 2025 | Jul 29 2026 | Jul 29 2026 | T | BD |  | 12 | Not Applicable
M0013 | THE AVENUE CENTRE, CONWY CLOSE, TILEHURST, READING BERKSHIRE | RG30 4BZ | Main Plant Room. | Plant Control Panel - BMS Section | E6998 | SWITCHGEAR (All) | L | CP01A | 5008650074 | 001429 | Jul 30 2025 | Jul 30 2026 | Jul 30 2026 | T | BD |  | 12 | Not Applicable
M0013 | THE AVENUE CENTRE, CONWY CLOSE, TILEHURST, READING BERKSHIRE | RG30 4BZ | Main Plant Room. | Plant Control Panel - Power Section | E6998 | SWITCHGEAR (All) | L | CP01B | 5008650075 | 00142 | Jul 30 2025 | Jul 30 2026 | Jul 30 2026 | T | BD |  | 12 | Not Applicable
M0013 | THE AVENUE CENTRE, CONWY CLOSE, TILEHURST, READING BERKSHIRE | RG30 4BZ | Pool Plant Room. | Control Panel MCP2 - Power Section | E6998 | SWITCHGEAR (All) | L | CP02B | 5008650050 | 155327 | Jul 29 2025 | Jul 29 2026 | Jul 29 2026 | T | BD |  | 12 | Not Applicable
M0013 | THE AVENUE CENTRE, CONWY CLOSE, TILEHURST, READING BERKSHIRE | RG30 4BZ | F029 Plant Room. 1st Floor. | Control Panel MCP3 - BMS Section | E6998 | SWITCHGEAR (All) | L | CP03A | 5008650044 | 155539 | Jul 29 2025 | Jul 29 2026 | Jul 29 2026 | T | BD |  | 12 | Not Applicable
M0013 | THE AVENUE CENTRE, CONWY CLOSE, TILEHURST, READING BERKSHIRE | RG30 4BZ | Main Plant Room. | LV Switchboard | E6998 | SWITCHGEAR (All) | L | CP03B | 5008650104 | Not Marked | Jul 30 2025 | Jul 30 2026 | Jul 30 2026 | T | BD |  | 12 | Not Applicable
M0013 | THE AVENUE CENTRE, CONWY CLOSE, TILEHURST, READING BERKSHIRE | RG30 4BZ | Main Plant Room. | n/a | E6998 | SWITCHGEAR (All) | L | CP03C | Not Marked | Not Marked | Jul 30 2025 | Jul 30 2026 | Jul 30 2026 | T | OK |  | 12 | Not Applicable
M0013 | THE AVENUE CENTRE, CONWY CLOSE, TILEHURST, READING BERKSHIRE | RG30 4BZ | F029 Plant Room. 1st Floor. | Control Panel MCP3 - Power Section | E6998 | SWITCHGEAR (All) | L | CP03D | 5008650045 | 155538 | Jul 29 2025 | Jul 29 2026 | Jul 29 2026 | T | BD |  | 12 | Not Applicable
M0013 | THE AVENUE CENTRE, CONWY CLOSE, TILEHURST, READING BERKSHIRE | RG30 4BZ | Dove Class | Control Panel AA | E6998 | SWITCHGEAR (All) | L | CPAA | 5008650036 | 159642 | Jul 25 2025 | Jul 25 2026 | Jul 25 2026 | T | OK |  | 12 | Not Applicable
M0013 | THE AVENUE CENTRE, CONWY CLOSE, TILEHURST, READING BERKSHIRE | RG30 4BZ | Laundry G40. | Control Panel AB | E6998 | SWITCHGEAR (All) | L | CPAB | 5008650004 | 163996 | Jul 25 2025 | Jul 25 2026 | Jul 25 2026 | T | OK |  | 12 | Not Applicable
M0013 | THE AVENUE CENTRE, CONWY CLOSE, TILEHURST, READING BERKSHIRE | RG30 4BZ | Swan Class. | Control Panel AC | E6998 | SWITCHGEAR (All) | L | CPAC | 5008650037 | 159658 | Jul 25 2025 | Jul 25 2026 | Jul 25 2026 | T | OK |  | 12 | Not Applicable
M0013 | THE AVENUE CENTRE, CONWY CLOSE, TILEHURST, READING BERKSHIRE | RG30 4BZ | Goldcrest Class. | Control Panel AD | E6998 | SWITCHGEAR (All) | L | CPAD | 5008650039 | 163066 | Jul 25 2025 | Jul 25 2026 | Jul 25 2026 | T | OK |  | 12 | Not Applicable
M0013 | THE AVENUE CENTRE, CONWY CLOSE, TILEHURST, READING BERKSHIRE | RG30 4BZ | 2nd Floor (Next Door To SF15). | Control Panel C | E6998 | SWITCHGEAR (All) | L | CPC | 6004288974 | 158491 | Jul 29 2025 | Jul 29 2026 | Jul 29 2026 | T | OK |  | 12 | Not Applicable
M0013 | THE AVENUE CENTRE, CONWY CLOSE, TILEHURST, READING BERKSHIRE | RG30 4BZ | F025 Store. 2nd Floor. Via Toilet Opposite Raven Class. | Control Panel D | E6998 | SWITCHGEAR (All) | L | CPD | 5008650042 | 158492 | Jul 29 2025 | Jul 29 2026 | Jul 29 2026 | T | OK |  | 12 | Not Applicable
M0013 | THE AVENUE CENTRE, CONWY CLOSE, TILEHURST, READING BERKSHIRE | RG30 4BZ | 1st Floor Store. | Control Panel H | E6998 | SWITCHGEAR (All) | L | CPH | 5008650025 | Not Marked | Jul 30 2025 | Jul 30 2026 | Jul 30 2026 | T | BD |  | 12 | Not Applicable
M0013 | THE AVENUE CENTRE, CONWY CLOSE, TILEHURST, READING BERKSHIRE | RG30 4BZ | Heron Class 1st Floor. | Control Panel J | E6998 | SWITCHGEAR (All) | L | CPJ | 5008650014 | 159546 | Jul 29 2025 | Jul 29 2026 | Jul 29 2026 | T | OK |  | 12 | Not Applicable
M0013 | THE AVENUE CENTRE, CONWY CLOSE, TILEHURST, READING BERKSHIRE | RG30 4BZ | F015 Store 2nd Floor. | Control Panel K | E6998 | SWITCHGEAR (All) | L | CPK | 5008650013 | 159644 | Jul 29 2025 | Jul 29 2026 | Jul 29 2026 | T | OK |  | 12 | Not Applicable
M0013 | THE AVENUE CENTRE, CONWY CLOSE, TILEHURST, READING BERKSHIRE | RG30 4BZ | F025 Store. 2nd Floor. Via Toilet Opposite Raven Class. | Control Panel L | E6998 | SWITCHGEAR (All) | L | CPL | 5008650041 | 155859 | Jul 29 2025 | Jul 29 2026 | Jul 29 2026 | T | OK |  | 12 | Not Applicable
M0013 | THE AVENUE CENTRE, CONWY CLOSE, TILEHURST, READING BERKSHIRE | RG30 4BZ | F029 Plant Room. 1st Floor. | Control Panel M | E6998 | SWITCHGEAR (All) | L | CPM | 5008650012 | 159641 | Jul 29 2025 | Jul 29 2026 | Jul 29 2026 | T | BD |  | 12 | Not Applicable
M0013 | THE AVENUE CENTRE, CONWY CLOSE, TILEHURST, READING BERKSHIRE | RG30 4BZ | Swift Class. | Control Panel N | E6998 | SWITCHGEAR (All) | L | CPN | 5008650038 | 159645 | Jul 25 2025 | Jul 25 2026 | Jul 25 2026 | T | OK |  | 12 | Not Applicable
M0013 | THE AVENUE CENTRE, CONWY CLOSE, TILEHURST, READING BERKSHIRE | RG30 4BZ | Print Room G081 | Control Panel O | E6998 | SWITCHGEAR (All) | L | CPO | 5008650005 | 155858 | Jul 25 2025 | Jul 25 2026 | Jul 25 2026 | T | OK |  | 12 | Not Applicable
M0013 | THE AVENUE CENTRE, CONWY CLOSE, TILEHURST, READING BERKSHIRE | RG30 4BZ | Food Tech. | Control Panel P | E6998 | SWITCHGEAR (All) | L | CPP | 5008650006 | 155857 | Jul 30 2025 | Jul 30 2026 | Jul 30 2026 | T | OK |  | 12 | Not Applicable
M0013 | THE AVENUE CENTRE, CONWY CLOSE, TILEHURST, READING BERKSHIRE | RG30 4BZ | Nurse / Integrated Therapies Office Store G037 | Control Panel Q | E6998 | SWITCHGEAR (All) | L | CPQ | 5008650033 | Not Marked | Jul 25 2025 | Jul 25 2026 | Jul 25 2026 | T | OK |  | 12 | Not Applicable
M0013 | THE AVENUE CENTRE, CONWY CLOSE, TILEHURST, READING BERKSHIRE | RG30 4BZ | Nurse's Area Lobby | Control Panel R | E6998 | SWITCHGEAR (All) | L | CPR | 5008650010 | 163067 | Jul 30 2025 | Jul 30 2026 | Jul 30 2026 | T | OK |  | 12 | Not Applicable
M0013 | THE AVENUE CENTRE, CONWY CLOSE, TILEHURST, READING BERKSHIRE | RG30 4BZ | Cormorant Adjacent Cupboard | Control Panel S | E6998 | SWITCHGEAR (All) | L | CPS | 5008650011 | 163065 | Jul 25 2025 | Jul 25 2026 | Jul 25 2026 | T | OK |  | 12 | Not Applicable
M0013 | THE AVENUE CENTRE, CONWY CLOSE, TILEHURST, READING BERKSHIRE | RG30 4BZ | Sprinkler Shed. | Sprinkler Control Panel | E6998 | SWITCHGEAR (All) | L | CPSS1 | 5008650116 | 27810-01 | Jul 30 2025 | Jul 30 2026 | Jul 30 2026 | T | BD |  | 12 | Not Applicable
M0013 | THE AVENUE CENTRE, CONWY CLOSE, TILEHURST, READING BERKSHIRE | RG30 4BZ | Sprinkler Shed. | Fire Pump Alarm Panel | E6998 | SWITCHGEAR (All) | L | CPSS2 | 5008650117 | Not Marked | Jul 30 2025 | Jul 30 2026 | Jul 30 2026 | T | BD |  | 12 | Not Applicable
M0013 | THE AVENUE CENTRE, CONWY CLOSE, TILEHURST, READING BERKSHIRE | RG30 4BZ | Reception Store G111 | Control Panel T | E6998 | SWITCHGEAR (All) | L | CPT | 5008650000 | 163068 | Jul 25 2025 | Jul 25 2026 | Jul 25 2026 | T | OK |  | 12 | Not Applicable
M0013 | THE AVENUE CENTRE, CONWY CLOSE, TILEHURST, READING BERKSHIRE | RG30 4BZ | Sports Store. | Control Panel U | E6998 | SWITCHGEAR (All) | L | CPU | 5008650003 | 164001 | Jul 25 2025 | Jul 25 2026 | Jul 25 2026 | T | BD |  | 12 | Not Applicable
M0013 | THE AVENUE CENTRE, CONWY CLOSE, TILEHURST, READING BERKSHIRE | RG30 4BZ | Adjacent To Management Store. G131. | Control Panel V | E6998 | SWITCHGEAR (All) | L | CPV | 5008650001 | 163997 | Jul 29 2025 | Jul 29 2026 | Jul 29 2026 | T | OK |  | 12 | Not Applicable
M0013 | THE AVENUE CENTRE, CONWY CLOSE, TILEHURST, READING BERKSHIRE | RG30 4BZ | G139 | Control Panel X | E6998 | SWITCHGEAR (All) | L | CPX | 5008650034 | 163070 | Jul 25 2025 | Jul 25 2026 | Jul 25 2026 | T | OK |  | 12 | Not Applicable
M0013 | THE AVENUE CENTRE, CONWY CLOSE, TILEHURST, READING BERKSHIRE | RG30 4BZ | G049 | Control Panel Y | E6998 | SWITCHGEAR (All) | L | CPY | 5008650035 | Not Marked | Jul 25 2025 | Jul 25 2026 | Jul 25 2026 | T | OK |  | 12 | Not Applicable
M0013 | THE AVENUE CENTRE, CONWY CLOSE, TILEHURST, READING BERKSHIRE | RG30 4BZ | Barn Owl Class. | Control Panel Z | E6998 | SWITCHGEAR (All) | L | CPZ | 5008650040 | Not Marked | Jul 25 2025 | Jul 25 2026 | Jul 25 2026 | T | OK |  | 12 | Not Applicable
M0013 | THE AVENUE CENTRE, CONWY CLOSE, TILEHURST, READING BERKSHIRE | RG30 4BZ | Pool Plant Room. | (Situated At High Level Above Jet Pumps) | E7002 | MOTORISED VALVE (All) | L | DCP | Z000881310 | SQS65 | Jul 29 2025 | Jul 29 2026 | Jul 29 2026 | T | OK |  | 12 | 4.5 VA
M0013 | THE AVENUE CENTRE, CONWY CLOSE, TILEHURST, READING BERKSHIRE | RG30 4BZ | Pool Plant Room. | Dosing Control Panel | E6998 | SWITCHGEAR (All) | L | DCP2 | 6003937762 | 14MEC0213 | Jul 29 2025 | Jul 29 2026 | Jul 29 2026 | T | BD |  | 12 | Not Applicable
M0013 | THE AVENUE CENTRE, CONWY CLOSE, TILEHURST, READING BERKSHIRE | RG30 4BZ | Pool Plant Room. | n/a | E6904 | MOTORISED VALVE (All) | L | EAV10 | Not Known | 113-030-0203 | Jul 29 2025 | Jul 29 2026 | Jul 29 2026 | T | BD |  | 12 | 17.6 VA
M0013 | THE AVENUE CENTRE, CONWY CLOSE, TILEHURST, READING BERKSHIRE | RG30 4BZ | Pool Plant Room. | n/a | E6904 | MOTORISED VALVE (All) | L | EAV4 | 6004288904 | SAS61-03 | Jul 29 2025 | Jul 29 2026 | Jul 29 2026 | T | BD |  | 12 | 5.3 VA
M0013 | THE AVENUE CENTRE, CONWY CLOSE, TILEHURST, READING BERKSHIRE | RG30 4BZ | Main Plant Room. | Top RHS. EAV66 | E7002 | MOTORISED VALVE (All) | L | EAV66 | 6003153679 | Not Marked | Jul 30 2025 | Jul 30 2026 | Jul 30 2026 | T | OK |  | 12 | 11 VA
M0013 | THE AVENUE CENTRE, CONWY CLOSE, TILEHURST, READING BERKSHIRE | RG30 4BZ | Main Plant Room. | Bottom RHS. EAV67. | E7002 | MOTORISED VALVE (All) | L | EAV67 | 6003153680 | Not Marked | Jul 30 2025 | Jul 30 2026 | Jul 30 2026 | T | OK |  | 12 | 5 VA
M0013 | THE AVENUE CENTRE, CONWY CLOSE, TILEHURST, READING BERKSHIRE | RG30 4BZ | Main Plant Room. | Top LHS. EAV68. | E7002 | MOTORISED VALVE (All) | L | EAV68 | 6003153682 | Not Marked | Jul 30 2025 | Jul 30 2026 | Jul 30 2026 | T | OK |  | 12 | Not Marked
M0013 | THE AVENUE CENTRE, CONWY CLOSE, TILEHURST, READING BERKSHIRE | RG30 4BZ | Main Plant Room. | Bottom LHS. EAV69. | E7002 | MOTORISED VALVE (All) | L | EAV69 | 6003153681 | Not Marked | Jul 30 2025 | Jul 30 2026 | Jul 30 2026 | T | OK |  | 12 | 5 VA
M0013 | THE AVENUE CENTRE, CONWY CLOSE, TILEHURST, READING BERKSHIRE | RG30 4BZ | Main Plant Room. | Top Valve. EAV70 | E7002 | MOTORISED VALVE (All) | L | EAV70 | 6003153678 | Not Marked | Jul 30 2025 | Jul 30 2026 | Jul 30 2026 | T | OK |  | 12 | 12 VA
M0013 | THE AVENUE CENTRE, CONWY CLOSE, TILEHURST, READING BERKSHIRE | RG30 4BZ | Main Plant Room. | Bottom Valve. EAV71 | E7002 | MOTORISED VALVE (All) | L | EAV71 | 6003153677 | Not Marked | Jul 30 2025 | Jul 30 2026 | Jul 30 2026 | T | BD |  | 12 | 11 VA
M0013 | THE AVENUE CENTRE, CONWY CLOSE, TILEHURST, READING BERKSHIRE | RG30 4BZ | 1st Floor Roof Area. | n/a | E6712 | AIR CONDITIONING (5 HP) | L | FFRA001 | Not Marked | 48P04469 | Jul 29 2025 | Jul 29 2026 | Jul 29 2026 | T | OK |  | 12 | 4.6 kW
M0013 | THE AVENUE CENTRE, CONWY CLOSE, TILEHURST, READING BERKSHIRE | RG30 4BZ | F029 Plant Room. 1st Floor. | Extract Training Room | E6353 | FAN & MOTOR (5 HP) | L | FM01 | 5008650046 | SO2015842 | Jul 29 2025 | Jul 29 2026 | Jul 29 2026 | T | OK |  | 12 | 5 HP
M0013 | THE AVENUE CENTRE, CONWY CLOSE, TILEHURST, READING BERKSHIRE | RG30 4BZ | F029 Plant Room. 1st Floor. | Supply Training Room | E6353 | FAN & MOTOR (5 HP) | L | FM02 | 5008650047 | SO2015842 | Jul 29 2025 | Jul 29 2026 | Jul 29 2026 | T | BD |  | 12 | 5 HP
M0013 | THE AVENUE CENTRE, CONWY CLOSE, TILEHURST, READING BERKSHIRE | RG30 4BZ | F029 Plant Room. 1st Floor. | Ground Floor AHU - Extact | E6352 | FAN & MOTOR (1 HP) | L | FM03 | 5008650048 | SO2015842 | Jul 29 2025 | Jul 29 2026 | Jul 29 2026 | T | OK |  | 12 | 1 HP
M0013 | THE AVENUE CENTRE, CONWY CLOSE, TILEHURST, READING BERKSHIRE | RG30 4BZ | F029 Plant Room. 1st Floor. | Ground Floor AHU - Supply | E6352 | FAN & MOTOR (1 HP) | L | FM04 | 5008650049 | SO2015842 | Jul 29 2025 | Jul 29 2026 | Jul 29 2026 | T | BD |  | 12 | 5 HP
M0013 | THE AVENUE CENTRE, CONWY CLOSE, TILEHURST, READING BERKSHIRE | RG30 4BZ | Pool Plant Room. | Pool Supply & Extract Fan Unit. Comprising Of 2 x Single Phase Fan/Mot | E4999 | MISCELLANEOUS ELECTRICAL PLANT (All) | L | FM06 | 5008650064 | Not Marked | Jul 29 2025 | Jul 29 2026 | Jul 29 2026 | T | BD |  | 12 | 0.75 kW & 1.5 kW
M0013 | THE AVENUE CENTRE, CONWY CLOSE, TILEHURST, READING BERKSHIRE | RG30 4BZ | Kitchen. | Supply Fan | E6344 | FAN & MOTOR (15 HP) | L | FM07 | 509206266 | Not Known | Jul 30 2025 | Jul 30 2026 | Jul 30 2026 | T | OK |  | 12 | Not Known
M0013 | THE AVENUE CENTRE, CONWY CLOSE, TILEHURST, READING BERKSHIRE | RG30 4BZ | Kitchen. | Extract Fan | E6344 | FAN & MOTOR (15 HP) | L | FM08 | 5009206267 | Not Known | Jul 30 2025 | Jul 30 2026 | Jul 30 2026 | T | OK |  | 12 | Not Known
M0013 | THE AVENUE CENTRE, CONWY CLOSE, TILEHURST, READING BERKSHIRE | RG30 4BZ | Main Plant Room. | Ground Floor Toilet Supply Fan | E6352 | FAN & MOTOR (1 HP) | L | FM09 | 5008650102 | SO2015842 | Jul 30 2025 | Jul 30 2026 | Jul 30 2026 | T | OK |  | 12 | 0.55 kW
M0013 | THE AVENUE CENTRE, CONWY CLOSE, TILEHURST, READING BERKSHIRE | RG30 4BZ | Main Plant Room. | Ground Floor Toilet Extract Fan | E6352 | FAN & MOTOR (1 HP) | L | FM10 | 5008650103 | SO2015842 | Jul 30 2025 | Jul 30 2026 | Jul 30 2026 | T | OK |  | 12 | 0.55 kW
M0013 | THE AVENUE CENTRE, CONWY CLOSE, TILEHURST, READING BERKSHIRE | RG30 4BZ | Pool Plant Room. | Filter Pump 2 | E6153 | PUMP & MOTOR (1 HP) | L | FP02A | 5008650054 | 0414659564 | Jul 29 2025 | Jul 29 2026 | Jul 29 2026 | T | BD |  | 12 | 1 HP
M0013 | THE AVENUE CENTRE, CONWY CLOSE, TILEHURST, READING BERKSHIRE | RG30 4BZ | Pool Plant Room. | Filter Pump 1 | E6153 | PUMP & MOTOR (1 HP) | L | FP1A | 6003937761 | 3320456640 | Jul 29 2025 | Jul 29 2026 | Jul 29 2026 | T | OK |  | 12 | 1 HP
M0013 | THE AVENUE CENTRE, CONWY CLOSE, TILEHURST, READING BERKSHIRE | RG30 4BZ | Generator Enclosure | System 1. | E6715 | AIR CONDITIONING (50 HP) | L | GE001 | Not Marked | R000318 | Jul 30 2025 | Jul 30 2026 | Jul 30 2026 | T | OK |  | 12 | 45 kW
M0013 | THE AVENUE CENTRE, CONWY CLOSE, TILEHURST, READING BERKSHIRE | RG30 4BZ | Generator Enclosure | System 2. | E6715 | AIR CONDITIONING (50 HP) | L | GE002 | Not Marked | R000188 | Jul 30 2025 | Jul 30 2026 | Jul 30 2026 | T | OK |  | 12 | 40 kW
M0013 | THE AVENUE CENTRE, CONWY CLOSE, TILEHURST, READING BERKSHIRE | RG30 4BZ | Generator Enclosure | System 3. | E6715 | AIR CONDITIONING (50 HP) | L | GE003 | Not Marked | R000278 | Jul 30 2025 | Jul 30 2026 | Jul 30 2026 | T | OK |  | 12 | 33.5 kW
M0013 | THE AVENUE CENTRE, CONWY CLOSE, TILEHURST, READING BERKSHIRE | RG30 4BZ | Generator Enclosure | n/a | E6004 | MOTOR & GENERATOR (100 KW) | L | GE004 | Not Marked | 23001700 | Jul 30 2025 | Jul 30 2026 | Jul 30 2026 | T | OK |  | 12 | 104 kW
M0013 | THE AVENUE CENTRE, CONWY CLOSE, TILEHURST, READING BERKSHIRE | RG30 4BZ | Main Plant Room. | Boiler 1. | E6243 | FIRING UNITS (EL) (All) | L | GFU1 | 5008650077 | 1416209355860 | Jul 30 2025 | Jul 30 2026 | Jul 30 2026 | T | OK |  | 12 | 225 W
M0013 | THE AVENUE CENTRE, CONWY CLOSE, TILEHURST, READING BERKSHIRE | RG30 4BZ | Main Plant Room. | Boiler 2. | E6243 | FIRING UNITS (EL) (All) | L | GFU2 | 6003937759 | 2302630234540 | Jul 30 2025 | Jul 30 2026 | Jul 30 2026 | T | OK |  | 12 | 232 W
M0013 | THE AVENUE CENTRE, CONWY CLOSE, TILEHURST, READING BERKSHIRE | RG30 4BZ | Main Plant Room. | Boiler 3. | E6243 | FIRING UNITS (EL) (All) | L | GFU3 | 5009206251 | 1514011514600 | Jul 30 2025 | Jul 30 2026 | Jul 30 2026 | T | OK |  | 12 | 225 W
M0013 | THE AVENUE CENTRE, CONWY CLOSE, TILEHURST, READING BERKSHIRE | RG30 4BZ | Main Plant Room. | Gas Valve | E6904 | MOTORISED VALVE (All) | L | GSV01 | 5008650082 | 3707 | Jul 30 2025 | Jul 30 2026 | Jul 30 2026 | T | OK |  | 12 | 45 W
M0013 | THE AVENUE CENTRE, CONWY CLOSE, TILEHURST, READING BERKSHIRE | RG30 4BZ | Main Plant Room. | D1 (Situated At High Level Above Pumps) | E7002 | MOTORISED VALVE (All) | L | HLMV001 | 5009206252 | SQS65 | Jul 30 2025 | Jul 30 2026 | Jul 30 2026 | T | OK |  | 12 | Not Known
M0013 | THE AVENUE CENTRE, CONWY CLOSE, TILEHURST, READING BERKSHIRE | RG30 4BZ | F029 Plant Room. 1st Floor. | Inverter 1 | E4999 | MISCELLANEOUS ELECTRICAL PLANT (All) | L | INV1 | 5008650114 | 011440G385 | Jul 29 2025 | Jul 29 2026 | Jul 29 2026 | T | OK |  | 12 | Not Marked
M0013 | THE AVENUE CENTRE, CONWY CLOSE, TILEHURST, READING BERKSHIRE | RG30 4BZ | F029 Plant Room. 1st Floor. | Inverter 2 | E4999 | MISCELLANEOUS ELECTRICAL PLANT (All) | L | INV2 | 5008650115 | 010604G167 | Jul 29 2025 | Jul 29 2026 | Jul 29 2026 | T | BD |  | 12 | 2.2 kW
M0013 | THE AVENUE CENTRE, CONWY CLOSE, TILEHURST, READING BERKSHIRE | RG30 4BZ | Pool Plant Room. | Jet Pump 1. | E6153 | PUMP & MOTOR (1 HP) | L | JP01 | 5008650056 | 005529TV | Jul 29 2025 | Jul 29 2026 | Jul 29 2026 | T | OK |  | 12 | 1 HP
M0013 | THE AVENUE CENTRE, CONWY CLOSE, TILEHURST, READING BERKSHIRE | RG30 4BZ | Pool Plant Room. | Jet Pump 2 | E6153 | PUMP & MOTOR (1 HP) | L | JP02 | 5008650057 | 005585TV | Jul 29 2025 | Jul 29 2026 | Jul 29 2026 | T | OK |  | 12 | 1 HP
M0013 | THE AVENUE CENTRE, CONWY CLOSE, TILEHURST, READING BERKSHIRE | RG30 4BZ | Pool Plant Room. | Jet Pump 3 | E6153 | PUMP & MOTOR (1 HP) | L | JP03 | 6004288971 | 005549TV | Jul 29 2025 | Jul 29 2026 | Jul 29 2026 | T | OK |  | 12 | 1 HP
M0013 | THE AVENUE CENTRE, CONWY CLOSE, TILEHURST, READING BERKSHIRE | RG30 4BZ | Kitchen. | Fan Control Air Out | E6998 | SWITCHGEAR (All) | L | KECU | 5008650108 | Not Marked | Jul 25 2025 | Jul 25 2026 | Jul 25 2026 | T | OK |  | 12 | Not Applicable
M0013 | THE AVENUE CENTRE, CONWY CLOSE, TILEHURST, READING BERKSHIRE | RG30 4BZ | Outside Kitchen. | n/a | E6511 | REFRIGERATION - Electrical (1 HP) | L | KFCU | 5008650009 | Not Marked | Jul 30 2025 | Jul 30 2026 | Jul 30 2026 | T | OK |  | 12 | 1 HP
M0013 | THE AVENUE CENTRE, CONWY CLOSE, TILEHURST, READING BERKSHIRE | RG30 4BZ | Kitchen. | Fan Control Air In | E6998 | SWITCHGEAR (All) | L | KSCU | 5008650109 | Not Marked | Jul 25 2025 | Jul 25 2026 | Jul 25 2026 | T | OK |  | 12 | Not Applicable
M0013 | THE AVENUE CENTRE, CONWY CLOSE, TILEHURST, READING BERKSHIRE | RG30 4BZ | F029 Plant Room. 1st Floor. | (Situated At High Level) | E7002 | MOTORISED VALVE (All) | L | MV001 | LTHW143 | SQS65 | Jul 29 2025 | Jul 29 2026 | Jul 29 2026 | T | OK |  | 12 | 4.5 VA
M0013 | THE AVENUE CENTRE, CONWY CLOSE, TILEHURST, READING BERKSHIRE | RG30 4BZ | F029 Plant Room. 1st Floor. | (Situated At High Level) | E7002 | MOTORISED VALVE (All) | L | MV002 | LTHW146 | SQS65 | Jul 29 2025 | Jul 29 2026 | Jul 29 2026 | T | BD |  | 12 | 4.5 VA
M0013 | THE AVENUE CENTRE, CONWY CLOSE, TILEHURST, READING BERKSHIRE | RG30 4BZ | Main Plant Room. | P01. - Comprising Of Single Phase Pump/Motor & Variable Speed Drive Un | E4999 | MISCELLANEOUS ELECTRICAL PLANT (All) | L | P01 | 6003153230 | 99137998 | Jul 30 2025 | Jul 30 2026 | Jul 30 2026 | T | OK |  | 12 | Not Known
M0013 | THE AVENUE CENTRE, CONWY CLOSE, TILEHURST, READING BERKSHIRE | RG30 4BZ | Main Plant Room. | P02. - Comprising Of Single Phase Pump/Motor & Variable Speed Drive Un | E4999 | MISCELLANEOUS ELECTRICAL PLANT (All) | L | P02 | 6003153531 | 99137998P120214672 | Jul 30 2025 | Jul 30 2026 | Jul 30 2026 | T | OK |  | 12 | Not Known
M0013 | THE AVENUE CENTRE, CONWY CLOSE, TILEHURST, READING BERKSHIRE | RG30 4BZ | Main Plant Room. | P03. - Comprising Of Single Phase Pump/Motor & Variable Speed Drive Un | E4999 | MISCELLANEOUS ELECTRICAL PLANT (All) | L | P03 | 6003153356 | PC:2007 | Jul 30 2025 | Jul 30 2026 | Jul 30 2026 | T | OK |  | 12 | 1 HP
M0013 | THE AVENUE CENTRE, CONWY CLOSE, TILEHURST, READING BERKSHIRE | RG30 4BZ | Main Plant Room. | P04. - Comprising Of Single Phase Pump/Motor & Variable Speed Drive Un | E4999 | MISCELLANEOUS ELECTRICAL PLANT (All) | L | P04 | 6003153675 | Not Known | Jul 30 2025 | Jul 30 2026 | Jul 30 2026 | T | OK |  | 12 | 1 HP
M0013 | THE AVENUE CENTRE, CONWY CLOSE, TILEHURST, READING BERKSHIRE | RG30 4BZ | Main Plant Room. | P05. - Comprising Of Three Phase Pump/Motor & Variable Speed Drive Uni | E4999 | MISCELLANEOUS ELECTRICAL PLANT (All) | L | P05 | 5008650090 | 9618 | Jul 30 2025 | Jul 30 2026 | Jul 30 2026 | T | OK |  | 12 | 2.2 kW
M0013 | THE AVENUE CENTRE, CONWY CLOSE, TILEHURST, READING BERKSHIRE | RG30 4BZ | Main Plant Room. | P06. - Comprising Of Three Phase Pump/Motor & Variable Speed Drive Uni | E4999 | MISCELLANEOUS ELECTRICAL PLANT (All) | L | P06 | 5008650089 | 9617 | Jul 30 2025 | Jul 30 2026 | Jul 30 2026 | T | OK |  | 12 | 2.2 kW
M0013 | THE AVENUE CENTRE, CONWY CLOSE, TILEHURST, READING BERKSHIRE | RG30 4BZ | Main Plant Room. | P16 | E6153 | PUMP & MOTOR (1 HP) | L | P16 | 5008650107 | 10002448 | Jul 30 2025 | Jul 30 2026 | Jul 30 2026 | T | OK |  | 12 | 370 W
M0013 | THE AVENUE CENTRE, CONWY CLOSE, TILEHURST, READING BERKSHIRE | RG30 4BZ | Main Plant Room. | P17 | E6153 | PUMP & MOTOR (1 HP) | L | P17 | 6003153676 | 20200319-00938 | Jul 30 2025 | Jul 30 2026 | Jul 30 2026 | T | OK |  | 12 | 233 W
M0013 | THE AVENUE CENTRE, CONWY CLOSE, TILEHURST, READING BERKSHIRE | RG30 4BZ | Main Plant Room. | Boiler 2 Pump | E6153 | PUMP & MOTOR (1 HP) | L | PB1 | 6003937760 | PC:2250DDI | Jul 30 2025 | Jul 30 2026 | Jul 30 2026 | T | OK |  | 12 | 1 HP
M0013 | THE AVENUE CENTRE, CONWY CLOSE, TILEHURST, READING BERKSHIRE | RG30 4BZ | Main Plant Room. | Boiler 1 Pump | E6153 | PUMP & MOTOR (1 HP) | L | PB2 | 5008650106 | Not Marked | Jul 30 2025 | Jul 30 2026 | Jul 30 2026 | T | OK |  | 12 | 1 HP
M0013 | THE AVENUE CENTRE, CONWY CLOSE, TILEHURST, READING BERKSHIRE | RG30 4BZ | Main Plant Room. | Boiler 3 Pump | E6153 | PUMP & MOTOR (1 HP) | L | PB3 | 5009206255 | PC:1505REM | Jul 30 2025 | Jul 30 2026 | Jul 30 2026 | T | OK |  | 12 | 1 HP
M0013 | THE AVENUE CENTRE, CONWY CLOSE, TILEHURST, READING BERKSHIRE | RG30 4BZ | Pool Plant Room. | Pump Control Panel | E6998 | SWITCHGEAR (All) | L | PECC | 5008650065 | Not Marked | Jul 29 2025 | Jul 29 2026 | Jul 29 2026 | T | BD |  | 12 | Not Applicable
M0013 | THE AVENUE CENTRE, CONWY CLOSE, TILEHURST, READING BERKSHIRE | RG30 4BZ | Pool Plant Room. | Pool U.W.L Transformers Control Unit. | E6998 | SWITCHGEAR (All) | L | PTU001 | Not Marked | Not Marked | Jul 30 2025 | Jul 30 2026 | Jul 30 2026 | T | OK |  | 12 | Not Applicable
M0013 | THE AVENUE CENTRE, CONWY CLOSE, TILEHURST, READING BERKSHIRE | RG30 4BZ | Main Plant Room. | Pressurisation Unit | E4999 | MISCELLANEOUS ELECTRICAL PLANT (All) | L | PU01 | 5008650080 | A09072710 | Jul 30 2025 | Jul 30 2026 | Jul 30 2026 | T | BD |  | 12 | 0.5 kW x 2
M0013 | THE AVENUE CENTRE, CONWY CLOSE, TILEHURST, READING BERKSHIRE | RG30 4BZ | SF05 Mallard's & Stone Chat's Group Room. 2nd Floor. | Inverter A | E4999 | MISCELLANEOUS ELECTRICAL PLANT (All) | L | PVI-A | 5008650018 | 2110310403 | Jul 30 2025 | Jul 30 2026 | Jul 30 2026 | T | BD |  | 12 | Not Marked
M0013 | THE AVENUE CENTRE, CONWY CLOSE, TILEHURST, READING BERKSHIRE | RG30 4BZ | SF05 Mallard's & Stone Chat's Group Room. 2nd Floor. | Inverter B | E4999 | MISCELLANEOUS ELECTRICAL PLANT (All) | L | PVI-B | 5008650019 | 2110289719 | Jul 30 2025 | Jul 30 2026 | Jul 30 2026 | T | BD |  | 12 | Not Marked
M0013 | THE AVENUE CENTRE, CONWY CLOSE, TILEHURST, READING BERKSHIRE | RG30 4BZ | SF05 Mallard's & Stone Chat's Group Room. 2nd Floor. | PV Inverters DB | E6998 | SWITCHGEAR (All) | L | PVSDB | 5008650030 | Not Marked | Jul 30 2025 | Jul 30 2026 | Jul 30 2026 | T | BD |  | 12 | Not Applicable
M0013 | THE AVENUE CENTRE, CONWY CLOSE, TILEHURST, READING BERKSHIRE | RG30 4BZ | F029 Plant Room. 1st Floor. | Refrigerant Leak Detector | E4999 | MISCELLANEOUS ELECTRICAL PLANT (All) | L | RLD001 | Not Marked | Not Marked | Jul 30 2025 | Jul 30 2026 | Jul 30 2026 | T | BD |  | 12 | Not Marked
M0013 | THE AVENUE CENTRE, CONWY CLOSE, TILEHURST, READING BERKSHIRE | RG30 4BZ | 2nd Floor Roof Area. | n/a | E6711 | AIR CONDITIONING (1 HP) | L | RU01 | Not Marked | T021137 | Jul 29 2025 | Jul 29 2026 | Jul 29 2026 | T | OK |  | 12 | 3.74 kW
M0013 | THE AVENUE CENTRE, CONWY CLOSE, TILEHURST, READING BERKSHIRE | RG30 4BZ | 2nd Floor Roof Area. | Heron Class 1st Floor | E6713 | AIR CONDITIONING (10 HP) | L | RU02 | 28551 | 6F02795 | Jul 29 2025 | Jul 29 2026 | Jul 29 2026 | T | BD |  | 12 | 6.44 kW
M0013 | THE AVENUE CENTRE, CONWY CLOSE, TILEHURST, READING BERKSHIRE | RG30 4BZ | 2nd Floor Roof Area. | n/a | E6713 | AIR CONDITIONING (10 HP) | L | RU03 | Not Marked | 6F02800 | Jul 29 2025 | Jul 29 2026 | Jul 29 2026 | T | BD |  | 12 | 6.44 kW
M0013 | THE AVENUE CENTRE, CONWY CLOSE, TILEHURST, READING BERKSHIRE | RG30 4BZ | Pool Plant Room. | Dosing Pump | E6153 | PUMP & MOTOR (1 HP) | L | SDP01 | 5008650061 | 09090700438 | Jul 29 2025 | Jul 29 2026 | Jul 29 2026 | T | OK |  | 12 | 1 HP
M0013 | THE AVENUE CENTRE, CONWY CLOSE, TILEHURST, READING BERKSHIRE | RG30 4BZ | Pool Plant Room. | Dosing Pump | E6153 | PUMP & MOTOR (1 HP) | L | SDP02 | Not Marked | 202397310358 | Jul 29 2025 | Jul 29 2026 | Jul 29 2026 | T | OK |  | 12 | 1 HP
M0013 | THE AVENUE CENTRE, CONWY CLOSE, TILEHURST, READING BERKSHIRE | RG30 4BZ | Pool Plant Room. | n/a | E6153 | PUMP & MOTOR (1 HP) | L | SDP02A | 5009206249 | 60667 | Jul 29 2025 | Jul 29 2026 | Jul 29 2026 | T | OK |  | 12 | Not Marked
M0013 | THE AVENUE CENTRE, CONWY CLOSE, TILEHURST, READING BERKSHIRE | RG30 4BZ | Main Plant Room. | Sonic Hard Water Treatment Unit | E4999 | MISCELLANEOUS ELECTRICAL PLANT (All) | L | SHWT001 | Not Marked | Not Marked | Jul 30 2025 | Jul 30 2026 | Jul 30 2026 | T | OK |  | 12 | Not Marked
M0013 | THE AVENUE CENTRE, CONWY CLOSE, TILEHURST, READING BERKSHIRE | RG30 4BZ | Pool Plant Room. | n/a | E6153 | PUMP & MOTOR (1 HP) | L | SP01 | 6004288972 | SN1578348G | Jul 29 2025 | Jul 29 2026 | Jul 29 2026 | T | OK |  | 12 | 1 HP
M0013 | THE AVENUE CENTRE, CONWY CLOSE, TILEHURST, READING BERKSHIRE | RG30 4BZ | Pool Plant Room. | n/a | E6153 | PUMP & MOTOR (1 HP) | L | SP02 | 6004288973 | SN1578347G | Jul 29 2025 | Jul 29 2026 | Jul 29 2026 | T | OK |  | 12 | 1 HP
M0013 | THE AVENUE CENTRE, CONWY CLOSE, TILEHURST, READING BERKSHIRE | RG30 4BZ | Sprinkler Shed. | Sprinkler Pump | E6152 | PUMP & MOTOR (10 HP) | L | SSP01 | 5008650118 | 1000007820 | Jul 30 2025 | Jul 30 2026 | Jul 30 2026 | T | OK |  | 12 | 7.5 kW
M0013 | THE AVENUE CENTRE, CONWY CLOSE, TILEHURST, READING BERKSHIRE | RG30 4BZ | Sprinkler Shed. | Jockey Pump | E6153 | PUMP & MOTOR (1 HP) | L | SSP02 | 5008650119 | 02953 | Jul 30 2025 | Jul 30 2026 | Jul 30 2026 | T | BD |  | 12 | 1 HP
M0013 | THE AVENUE CENTRE, CONWY CLOSE, TILEHURST, READING BERKSHIRE | RG30 4BZ | Pool Plant Room. | T1 | E0411 | TRANSFORMER (5 KVA) | L | UWLT01 | 5008650067 | Not Marked | Jul 29 2025 | Jul 29 2026 | Jul 29 2026 | T | OK |  | 12 | 5 KVA
M0013 | THE AVENUE CENTRE, CONWY CLOSE, TILEHURST, READING BERKSHIRE | RG30 4BZ | Pool Plant Room. | T2 | E0411 | TRANSFORMER (5 KVA) | L | UWLT02 | 5008650068 | Not Marked | Jul 29 2025 | Jul 29 2026 | Jul 29 2026 | T | OK |  | 12 | 5 KVA
M0013 | THE AVENUE CENTRE, CONWY CLOSE, TILEHURST, READING BERKSHIRE | RG30 4BZ | Pool Plant Room. | T3 | E0411 | TRANSFORMER (5 KVA) | L | UWLT03 | 5008650069 | Not Marked | Jul 29 2025 | Jul 29 2026 | Jul 29 2026 | T | OK |  | 12 | 5 KVA
M0013 | THE AVENUE CENTRE, CONWY CLOSE, TILEHURST, READING BERKSHIRE | RG30 4BZ | Pool Plant Room. | T4 | E0411 | TRANSFORMER (5 KVA) | L | UWLT04 | 5008650070 | Not Marked | Jul 29 2025 | Jul 29 2026 | Jul 29 2026 | T | OK |  | 12 | 5 KVA
M0013 | THE AVENUE CENTRE, CONWY CLOSE, TILEHURST, READING BERKSHIRE | RG30 4BZ | Pool Plant Room. | T5 | E0411 | TRANSFORMER (5 KVA) | L | UWLT05 | 5008650071 | Not Marked | Jul 29 2025 | Jul 29 2026 | Jul 29 2026 | T | OK |  | 12 | 5 KVA
M0013 | THE AVENUE CENTRE, CONWY CLOSE, TILEHURST, READING BERKSHIRE | RG30 4BZ | Pool Plant Room. | T6 | E0411 | TRANSFORMER (5 KVA) | L | UWLT06 | 5008650072 | Not Marked | Jul 29 2025 | Jul 29 2026 | Jul 29 2026 | T | OK |  | 12 | 5 KVA
M0013 | THE AVENUE CENTRE, CONWY CLOSE, TILEHURST, READING BERKSHIRE | RG30 4BZ | Wren Class Store. | Control Panel W. | E6998 | SWITCHGEAR (All) | L | WCS001 | 5008650002 | 159657 | Jul 25 2025 | Jul 25 2026 | Jul 25 2026 | T | OK |  | 12 | Not Applicable
M0013 | THE AVENUE CENTRE, CONWY CLOSE, TILEHURST, READING BERKSHIRE | RG30 4BZ | SF05 Mallard's & Stone Chat's Group Room. 2nd Floor. | Inverter 2 | E4999 | MISCELLANEOUS ELECTRICAL PLANT (All) | L | WTI02 | 5008650021 | E006430293 | Jul 30 2025 | Jul 30 2026 | Jul 30 2026 | T | OK |  | 12 | Not Marked
M0013 | THE AVENUE CENTRE, CONWY CLOSE, TILEHURST, READING BERKSHIRE | RG30 4BZ | SF05 Mallard's & Stone Chat's Group Room. 2nd Floor. | Inverter 3 | E4999 | MISCELLANEOUS ELECTRICAL PLANT (All) | L | WTI03 | 5008650022 | E006430297 | Jul 30 2025 | Jul 30 2026 | Jul 30 2026 | T | OK |  | 12 | Not Marked
M0013 | THE AVENUE CENTRE, CONWY CLOSE, TILEHURST, READING BERKSHIRE | RG30 4BZ | SF05 Mallard's & Stone Chat's Group Room. 2nd Floor. | Inverter 4 | E4999 | MISCELLANEOUS ELECTRICAL PLANT (All) | L | WTI04 | 5008650023 | E006420051 | Jul 30 2025 | Jul 30 2026 | Jul 30 2026 | T | OK |  | 12 | Not Marked
M0013 | THE AVENUE CENTRE, CONWY CLOSE, TILEHURST, READING BERKSHIRE | RG30 4BZ | SF05 Mallard's & Stone Chat's Group Room. 2nd Floor. | Inverter 5 | E4999 | MISCELLANEOUS ELECTRICAL PLANT (All) | L | WTI05 | 5008650024 | E006420238 | Jul 30 2025 | Jul 30 2026 | Jul 30 2026 | T | OK |  | 12 | Not Marked