## Front Cover
Contractor's Name:
|  | Amount of Tender: | 70000
Amount of Corrected Tender:
OFFSHORE RENEWABLE ENERGY CATAPULT
PROPOSED MOORING LINE TEST RIG FACILITY ENABLING WORKS
HARENESS ROAD
ABERDEEN
CONDITIONS OF CONTRACT
AND
BILLS OF QUANTITIES
FOR
ALL TRADES
Architect | Quantity Surveyor | Contract administrator (CA) | Structural Engineer
Not Applicable | David Jack Associates Ltd | Ryden | Cameron+Ross
| Chartered Quantity Surveyors | The Capital | Civil+Structural Engineering
| 24 Carnie Gardens | 431 Union Street | Forbes House
| Elrick | Aberdeen | 15 Victoria Street
| Aberdeenshire | AB11 6DA | Aberdeen
| AB32 6HR |  | AB10 1XB
Tel: | Tel: 01224 050095 | Tel: 01224 588866 | Tel: 01224 642400
Services Engineer | Principal Designer | Principal contractor
Wallace Whittle Limited | Cameron+Ross | To be appointed
Environmental Building Services | Civil+Structural Engineering
1 Marischal Square | Forbes House
Broad Street | 15 Victoria Street
Aberdeen | Aberdeen
AB10 1BL | AB10 1XB
Tel: 0330 460 5200 | Tel: 01224 642400
NOVEMBER 2024
DJA 2023 0208

## Contents
DJA 2023 0208 - ORE Test Rig Enabling
CONTENTS
TENDER
Instructions to Tenderers
Form of Tender
PRELIMINARIES
Preliminaries: Part A - Information and Requirements
Appendix A - Schedule of Contract Amendments
Appendix B - Preconstruction Information
Appendix C - Drawings and Specification Register
Appendix D - Warranties & Bonds
BILLS OF QUANTITIES
| BILL NO 1 | PRELIMINARIES
| BILL NO 2 | ENABLING WORKS
| BILL NO 3 | SITEWORKS
| BILL NO 4 | EXTERNAL STAIRS LINK
| BILL NO 5 | DRAINAGE
| BILL NO 6 | EXTERNAL SERVICES
| BILL NO 7 | DAYWORKS
| BILL NO 8 | PROVISIONAL SUMS
SPECIFICATION & DRAWINGS - as Appendix C
ANCILLARY DOCUMENTS
.

## Instructions to Tenderers
DJA 2023 0208 - ORE Test Rig Enabling
INSTRUCTIONS TO TENDERERS
Lodgement of offer : | The completed Form of Tender accompanied by the priced Conditions of Contract and Bills of Quantities to be returned as instructed.
Alterations or Additions to the Tender Documents : | Any changes made to the Tender Document or the Form of Tender or the addition of any supplementary conditions, of whatever kind, will render the tender null and void. Any difficulty or obscurity giving rise to the necessity of varying the term laid down should be referred through the tendering portal as instructed.
Each Item to be priced: | Each item within the Tender Document shall be individually rated and priced out in ink. The value of the work within any unpriced items shall be deemed to have been allowed for elsewhere in the tender and no additional claim in respect of the unpriced items shall be admitted.
VAT ( Clause 5.1 ) : | Further to Clause 5.1, the Contractors attention is drawn to the fact that the gross amount of any VAT chargeable by the Contractor to the Employer will be in addition to the Contract Sum.
The Contractor is therefore instructed that this tender shall be exclusive of any such tax.
The Contractor is further instructed that he will be deemed to have allowed in this tender for all incidental costs and expenses incurred in respect of the payment, recovery, charging and accounting to VAT.
Validity of Tender: | The Tenderers should note that their tenders are to remain open for acceptance for a period of Ninety Days from the date of Tender.
Acceptance of Tender : | The intention is to accept the successful tenderer as soon after tender return as practically possible
Contract Programme : | The start date and completion dates are to be agreed with the preferred main contractor. The tenderer is to advise both dates with the return of his tender and is also requested to return a detailed programme.
Tender Return Date : | Completed tenders to be returned as instructed in the ITT
.

## Form of Tender
DJA 2023 0208 - ORE Test Rig Enabling
FORM OF TENDER
Contractor's Name :
Address:
Tel:
Date:
Offshore Renewable Energy Catapult
Floating Wind Innovation Centre
Hareness Road
Altens
Aberdeen
AB12 3LE
Dear Sirs
PROPOSED MOORING LINE TEST RIG FACILITY ENABLING WORKS
"I/We hereby offer to execute and complete All Trades for the Proposed Mooring Test Rig Enabling Works, Hareness Road, Aberdeen for Offshore Renewable Energy Catapult all in accordance with the the Conditions of Contract and Bills of Quantities together with the drawings contained therein for the sum of :
I/We agree that should mathematical errors be discovered in the priced Quantifies Description of Works by Employer's check before acceptance of this offer they will be dealt with in accordance with Clause 1.6.0 of the Preliminaries Section.
This tender remains open for acceptance for a period of 90 days from the date fixed for lodging offers.
Your acceptance of this offer will be binding on me/us.
I am/We are, Sirs,
Your obedient servant(s),
70000
To be returned per the instructions provided

## Preliminaries Part A
ORE Mooring Test Rig Enabling Works
PRELIMINARIES - PART A INFORMATION AND REQUIREMENTS
[5 empty] | Project No. | DJA 2023 0208
1.1 | PROJECT PARTICULARS
1.1.1 |  | THE PROJECT
1.1.1.1 |  | Name: | Proposed Mooring Test Rig Enabling Works
1.1.1.2 |  | Nature: | The work comprises the site enabling, siteworks, drainage and external lighting
1.1.1.3 |  | Location: | Hareness Road, Aberdeen
1.1.1.4 |  | Length of contract: | The start date and completion dates are as noted in the Contract Particulars. The tenderer is requested to return a detailed programme with his tender.
1.1.1.5 |  | Names, addresses and points of contact of employer and consultants
1.1.1.5. | 1 | Employer (Client) | Name: | Offshore Renewable Energy Catapult
|  |  | Address: | Floating Wind Innovation Centre
Hareness Road
Altens
Aberdeen
AB12 3LE
|  |  | Telephone: | 0333 004 1400
|  |  | Email Address: | peter.macdonald@ore.catapult.org.uk | for Notices in accordance with Supplemental Provision 6
1.1.1.5. | 2 | Project sponsor | Name: | Not applicable
Address:
Telephone:
Email Address:
1.1.1.5. | 3 | Project manager | Name: | Not applicable
Address:
Telephone:
Email Address:
1.1.1.5. | 4 | Principal contractor | Name:
Address:
Telephone:
|  |  | Email Address: |  | for Notices in accordance with Supplemental Provision 6
1.1.1.5. | 5 | Contract administrator (CA)
|  |  | Name: | Ryden
|  |  | Address: | The Capital
431 Union Street
Aberdeen
AB11 6DA
|  |  | Telephone: | 01224 588866
|  |  | Email Address: | ross.murray@ryden.co.uk
1.1.1.5. | 6 | Principal Designer | Name: | Cameron+Ross
|  |  | Address: | Forbes House
15 Victoria Street
Aberdeen
AB101XB
|  |  | Telephone: | 01224 642400
|  |  | Email Address: | GChristie@cameronross.co.uk
1.1.1.5. | 7 | Quantity Surveyor | Name: | David Jack Associates Limited
|  |  | Address: | 32 Carnie Gardens
Elrick
Aberdeenshire
AB32 6HR
|  |  | Telephone: | 01224 050095
|  |  | Email Address: | david@davidjack-associates.com
1.1.1.5. | 8 | Architect | Name: | Not Applicable
Address:
Telephone:
Email Address:
1.1.1.5. | 9 | Structural Engineer | Name: | Cameron+Ross
|  |  | Address: | Forbes House
15 Victoria Street
Aberdeen
AB101XB
|  |  | Telephone: | 01224 642400
|  |  | Email Address: | GChristie@cameronross.co.uk
1.1.1.5. | 10 | Services Engineer | Name: | Wallace Whittle Limited
|  |  | Address: | 1 Marischal Square
Broad Street
Aberdeen
AB10 1BL
|  |  | Telephone: | 0330 460 5200
|  |  | Email Address: | Andy.Forbes@wallacewhittle.com
1.2 | DRAWINGS
1.2.1 |  | DRAWINGS
1.2.1.1 |  | Tender drawings | Tender drawings are as set down in Appendix ‘C’ hereto.
1.2.1.2 |  | Contract drawings | Will be the same as the tender drawings.
1.2.1.3 |  | Quantities drawings | Will be the same as the tender drawings.
1.2.2 |  | OTHER DOCUMENTS
1.2.2.1 |  | Pre-construction information | The Pre-Construction Information Format: The Preconstruction information is described in these preliminaries in Section 1.9.1. It refers to information set down in Appendix ‘B’.
|  | Other documents | Drawings and other documents relating to the Contract but not included in the tender documents may be seen by appointment during normal office hours at the office of the CA
1.3 | THE SITE AND EXISTING BUILDINGS
1.3.1 |  | THE SITE
1.3.1.1 |  | The site: | Is located at Hareness Road, Aberdeen all as indicated on tender drawing No. 221193-000-CAM-DR-C-001 Rev A
The Contractor’s working area will be limited to the site boundaries, only to the extent necessary to execute the Works. Location of the Contractor’s compound, as shown, is to be agreed with the CA prior to commencement.
Noise levels are to be kept to a minimum. Mechanical plant and tools are to be muffled and the use of radios (other than for communication purposes) on site is will not be permitted. All noise-emitting work will have to be carried out during normal hours. (See later Section on noise emissions)
1.3.1.2 |  | Existing buildings on / adjacent to the site | The existing / adjacent buildings are located as shown on the tender drawing No. 221193-000-CAM-DR-C-001 Rev A.
1.3.1.3 |  | Surrounding land/ buildings uses | There are no immediately adjacent or nearby properties that would impact on the works proposed on the Architects drawings.
Careful planning and operation must be taken at all times to avoid any disruption to the operation of other premises while carrying out the works and to ensure the safety of all parties. Please also refer to Pre-Construction Information in Appendix ‘B’.
1.3.1.4 |  | Existing mains services | Existing services have been identified. The Contractor must ascertain the exact nature of all services on the site, protect those which are to remain and arrange disconnection of the others.
When working in the vicinity of existing services and pipes, exercise due caution and implement all safety measures and indemnify the Employer against all claims arising from failure to comply with the foregoing requirements.
1.3.1.5 |  | Soils and ground water | is given in Section D20.
1.3.1.6 |  | Site Investigation | A Site Investigation is available.
1.3.1.7 |  | Health and safety file | If available can be seen at the office of the CA
1.3.1.8 |  | Health and safety hazards | The nature and condition of the site/ building cannot be fully and certainly ascertained before it is opened up. However the hazards which are or may be present are contained in Pre-Construction Information in Appendix ‘B’.
The accuracy and sufficiency of this information is not guaranteed by the Employer or the Employer's representative. Ascertain if any additional information is required to ensure the safety of all persons and the Works.
Site staff must draw to the attention of all personnel working on the site the nature of any possible contamination or other hazards and the need to take appropriate precautionary measures.
1.3.1.9 |  | Access to the site | The Site Compound is to be as agreed with the CA and Employer.
1.3.1.10 |  | Parking | Contractor and employees' vehicles will be restricted to designated areas within Site compound.
1.3.1.11 |  | Use of site | Do not use the site for any purpose other than carrying out the Works.
1.3.1.12 |  | Site visits | Before tendering ascertain the nature of the site, access thereto and all local conditions and restrictions likely to affect the execution of the Works. Site visit may be made by arrangement contacting Tony Jones of Offshore Renewable Energy Catapult Tel : 0333 004 1400 or e-mail tony.jones@ore.catapult.org.uk
1.4 | DESCRIPTION OF THE WORKS
1.4.1 |  | The Works | The work comprises the site enabling, siteworks, drainage and external lighting
1.4.2 |  | Preparatory work by others | None
1.4.3 |  | Work by others concurrent with the contract | Substation Installation by SSEN
1.4.4 |  | Completion work by others | None
1.5 | THE CONTRACT CONDITIONS
|  | Conditions of contract | Minor Works Building Contract for use in Scotland MW/Scot (2016 edition).
Contract Documents will comprise:
(i) The Agreement consisting of the Recitals, the Articles and Contract Particulars along with the schedule annexed;
(ii) The Conditions;
(iii) The Contract Bills attached hereto;
(iv) The schedule of amendments attached hereto [see appendix A] of pricing schedule
(v) The Pre-Construction information attached hereto [see appendix B];
(vi) The Contract Drawings and Specifications attached hereto [see appendix C];
(vii) Warranties & Bonds [see appendix D];
Contract particulars
|  | Clause etc. | Subject | Detail
|  | First Recital | The Works | Comprise the construction of the works set down in clause 1.4.1 hereof.
|  | Second Recital | Employers Documents | Are as listed
|  | Third Recital | Contractors Documents | Are as listed
|  | Fourth Recital and Schedule Part 2 (Paragraphs 1.1, 1.2, 1.5, 1.6, 2.1 and 2.2) | Base Date | 1st November 2025
|  | Fourth Recital and clause 5.2 | Construction Industry Scheme (CIS) | Employer at the Base Date for the purposes of the CIS is not a contractor
|  | Fifth Recital | CDM Regulations |  | the project is notifiable
|  | Sixth Recital | Framework Agreement | The Framework Agreement | not applicable
|  | Seventh Recital and Schedule Part 3 | Supplemental Provisions
|  |  | Collaborative Working | Supplemental Provision 1 | Applies
|  |  | Health & Safety | Supplemental Provision 2 | Applies
|  |  | Cost Savings and value improvements | Supplemental Provision 3 | Applies
|  |  | Sustainable development and environment considerations | Supplemental Provision 4 | Applies
|  |  | Performance Indicators and monitoring | Supplemental Provision 5 | Applies
|  |  | Notification and negotiation of disputes | Supplemental Provision 6 | Applies
|  |  |  | Employer's nominee | Mr Jason Wise
Contractor's nominee
|  |  | Named Specialists | Supplemental Provision 9 | Applies
|  | Article 1 | Contractors Obligations | As stated
|  | Article 2 | Contract Sum | £ to be advised
|  | Article 3 | Architect /Contract Administrator | See clause 1.1.1.5.8
|  | Article 4 | Principal Designer | See clause 1.1.1.5.6
|  | Article 5 | Quantity Surveyor | See clause 1.1.1.5.7
|  | Article 6 | Principal Contractor | See clause 1.1.1.5.4
|  | Article 7 | Adjudication
|  | Article 8 | Arbitration | Article 8 and Schedule Part 1 ( Arbitration ) - Does not Apply
|  | Article 9 | Legal Proceedings
|  | Article 10 | Registration
|  | Article 11 | New Article | Schedule Amendments - The Recitals, Articles of Agreement and Conditions shall have effect as modified by the amendments in the Schedule of Amendments (Appendix 'A') herein.
|  | 2.2 | Works commencement date | Dates For Commencement of the Works | 5th January 2026
|  | 2.2 | Date For Completion | Date for completion | 13th May 2026
|  | 2.8 | Liquidated Damages | At the rate of: | £ 1,400.00 per week or pro rata part per week thereof
|  | 2.1 | Rectification Period |  | 12 months
From the Date of Practical Completion
|  | 5.3 | Interim Valuations - Interim Valuation Dates | The first valuation date is | the last working Friday in the month, and thereafter at monthly intervals as agreed.
|  | 5.3 | Payments due prior to practical completion |  | 95%
|  | 5.3 | Payments becoming due on or after practical completion |  | 97.5%
|  | 5.3 and 5.8 | Fluctuations provision | Schedule Part 2 |  | Does not apply
|  |  |  | no fluctuations provision |  | Does not apply
|  |  |  | the following fluctuation provision applies | not applicable
|  |  |  | Percentage addition for Schedule Part 2 (paragraph 13) (if applicable) | nil %
|  | 5.8.1 | Supply of Documentation | for computation of amount to be finally certified | 3 months
|  | 6.3 | Contractor's Insurance - Injury To Persons Or Property | Insurance cover (for any one occurrence or series of occurrences arising out of one event) | 10000000
|  | Clause 6.4A and 6.4B and 6.4C | Insurance Of The Works - Insurance Options | Alternative Provisions | Clause 6.4A applies
Clause 6.4B applies
Clause 6.4C applies
|  | Clause 6.4 and 6.4B |  | Percentage to cover professional fees: | 15%
|  | 6.4C | Insurance arrangements details of the required policy or policies | are set out in the following documents | Not Applicable
|  | Clause 8.2 | Adjudication | The Adjudicator is:
|  |  | Nominating Body | - where no Adjudicator is named or where the named Adjudicator is unwilling or unable to act (whenever that is established): | President or a Vice-President or Chairman or a vice-Chairman of the Royal Incorporation of Architects in Scotland
0
0
0
0
|  | 8.3 and Schedule Part 1 | Arbitration | Appointer of Arbitrator (and of any replacement): | Not applicable
0
0
0
0
|  | 8.3 | Arbitration, the following default rules do not apply | List of default rules that do not apply
1.6 | EMPLOYER'S REQUIREMENTS: PROVISION, CONTENT AND USE OF DOCUMENTS
1.6.01 | TENDERING/SUBLETTING/ SUPPLY
1.6.01.1 |  | Scope | General: These conditions are supplementary to those stated in the Invitation to Tender and on the form of tender.
1.6.01.2 |  | Tendering Procedure | General: The tendering procedure will be as set down in 1.6.0.
1.6.01.3 |  | Errors in Priced Bills | Arithmetical errors in the tendered pricing schedule will be dealt with in accordance with the provisions of JCT Practice Note 6 (Series 2) 'Main Contract Tendering’. Alternative 2. The lowest three offers will be checked for genuine rating errors only and where these are discover the tenderer will be given the opportunity of confirming the original offer or amending it to correct genuine errors only.
If a correction is advised these must be in keeping with the current going rates for the item. No rate reduction to improve the tenderers situation will be entertained unless the Quantity Surveyor is in agreement with the rating level put forward.
Neither the Employer nor the Professional Team will be liable for any errors in tenders not discovered during the tender checking processes.
1.6.01.4 |  | Exclusions | Inability to tender: Immediately inform if any parts of the work as defined in the tender documents cannot be tendered.
Relevant parts of the work: Define those parts, stating reasons for the inability to tender.
1.6.01.5 |  | Acceptance of Tender | The Employer and Employer's representatives:
• Offer no guarantee that any tender will be recommended for acceptance or be accepted.
• Will not be responsible for any cost incurred in the preparation of any tender.
1.6.01.6 |  | Period of Validity | Period: After submission or lodgement, keep tender open for consideration (unless previously withdrawn) for not less than 90 days.
1.6.01.7 |  | CDM Planning Period | Minimum: 3 weeks ending on date of possession of site
1.6.02 | PRICING / SUBMISSION OF DOCUMENTS
1.6.02.1 |  | Tender | General: Tenders must include for all work shown or described in the tender documents as a whole or clearly apparent as being necessary for the complete and proper execution of the Works.
1.6.02.2 |  | Preliminaries | Measurement rules: Preliminaries/ General Conditions been prepared in accordance with NRM2 unless otherwise stated.
1.6.02.3 |  | Pricing of Preliminaries | Charges: If the Contractor requires interim payments to include fixed and time related charges for specific items in the Preliminaries, those charges must be clearly shown against the items.
1.6.02.4 |  | Priced Documents | Alterations: Do not alter or qualify the priced documents without written consent. Tenders containing unauthorised alterations or qualifications may be rejected.
Quantities: Where included in the priced document, these have been prepared in accordance with SMM7
Measurements: Where not stated, ascertain from the drawings.
Deemed included: Costs relating to items, which are not priced, will be deemed to have been included elsewhere in the tender.
Submit: to Quantity Surveyor
1.6.02.5 |  | Programme | Programme of work: Prepare a summary showing the sequence and timing of the principal parts of the Works and periods for planning and design. Itemize any work which is excluded.
Submit: to Architect
1.6.02.6 |  | Tender Stage Method Statements | Method statements: Prepare, describing how and when the following is to be carried out:
As Required
Submit: to Architect
1.6.02.7 |  | Alternative Method Tenders | General: In addition to and at the same time as tendering for the Works as defined in the tender documents, alternative methods of construction/ installation may be submitted for consideration. Alternatives, which would involve significant changes to other work, may not be considered.
Alternative tenders: Such alternatives will be deemed to be alternative tenders and each must include a complete and precise statement of the effects on cost and programme.
Safety method statement: Carry out a health and safety risk assessment for each alternative and where appropriate provide a safety method statement suitable for incorporation in the Health and Safety Plan.
Full technical data: Submit for each alternative together with details of any consequential amendments to the design and/ or construction of other parts of the Works.
Submit: within 7 days of request.
1.6.02.8 |  | Alternative Time Tenders | General: In addition to and at the same time as tendering based upon the date or period specified in section 1.5, an alternative tender based upon a different date for completion or period may be submitted.
Date for completion: If any such tender is accepted the date for completion inserted in the Contract will be the date stated in the alternative tender or determined from the period stated in the alternative tender.
1.6.02.9 |  | Quality Control Resources | Statement: Describe the organisation and resources to control the quality of the Works, including the work of subcontractors.
QA staff: Identify in the statement the number and type of staff responsible for quality control, with details of their qualifications and duties.
1.6.02.10 |  | Health and Safety Information | Content: Describe the organisation and resources to safeguard the health and safety of operatives, including those of subcontractors, and of any person whom the Works may affect.
Include
• A copy of the contractor's health and safety policy document, including risk assessment procedures.
• Accident and sickness records for the past five years.
• Records of previous Health and Safety Executive enforcement action.
• Records of training and training policy.
• The number and type of staff responsible for health and safety on this project with details of their qualifications and duties.
Contractor Competence Assessment: Contractor Safety Questionnaire must be completed and included with the tender submission.
Submit: to Principal Designer.
1.6.02.11 |  | Outline Construction Phase Health and Safety Plan | Content: Submit the following information within one week of request:
• Method statements on how risks from hazards identified in the pre-tender health and safety plan and other hazards identified by the contractor will be addressed.
• Details of the management structure and responsibilities.
• Arrangements for issuing health and safety directions.
• Procedures for informing other contractors and employees of health and safety hazards.
• Selection procedures for ensuring competency of other contractors, the self-employed and designers.
• Procedures for communications between the project team, other contractors and site operatives.
• Arrangements for cooperation and coordination between contractors.
• Procedures for carrying out risk assessment and for managing and controlling the risk.
• Emergency procedures including those for fire prevention and escape.
• Arrangements for ensuring that all accidents, illness and dangerous occurrences are recorded.
• Arrangements for welfare facilities.
• Procedures for ensuring that all persons on site have received relevant health and safety information and training.
• Arrangements for consulting with and taking the views of people on site.
• Arrangements for preparing site rules and drawing them to the attention of those affected and ensuring their compliance.
• Monitoring procedures to ensure compliance with site rules, selection and management procedures, health and safety standards and statutory requirements.
• Review procedures to obtain feedback.
1.6.02.12 |  | Site Waste Management Plan | Person responsible for drafting the Plan: The Contractor.
Content: Include details of:
· Principal Contractor for the purposes of the regulations.
· Location of the site.
· Description of the project.
· Estimated project cost.
· Types and quantities of waste that will be generated.
· Resource management options for these wastes including proposals for minimization/ reuse/ recycling.
· The use of appropriate and licensed waste management contractors.
· Record keeping procedures.
· Waste auditing protocols.
· Additional requirements: ______ .
Submit: With Tender
1.6.02.13 |  | Environmental Policy | Employer’s Environmental Policy:
Location: See 1.1.1.3
Evidence of compliance: Submit Waste Transfer Notes
Project Environmental Management System: Develop a system compatible with the Employer’s policy.
· Format: ____________.
· Specific Requirements: ______ .
· Submit: ______ .
Supporting information: Supply as necessary, including:
· Information ______________.
· Format: ____________.
· Submit: ______ .
1.6.03 | SUBLETTING / SUPPLY
1.6.03.1 |  | Domestic Subcontracts | General: Comply with the Construction Industry Board 'Code of Practice for the selection of subcontractors'.
List: Provide details of all subcontractors and the work for which they will be responsible.
Submit: to Architect
1.6.03.2 |  | Named Subcontractors | List:. The works listed below as described and set out in the contract documents must be carried out by the persons identified below
|  |  | Sub-trade | Contractor
1.6.1 | DEFINITIONS AND INTERPRETATIONS
1.6.1.1 |  | Definitions | Meaning: Terms, derived terms and synonyms used in the preliminaries/ general conditions and specification are as stated therein or in the appropriate British Standard or British Standard glossary.
1.6.1.2 |  | Communication | Includes: advise, inform, submit, give notice, instruct, agree, confirm, seek or obtain information, consent or instructions, or make arrangements.
Format: In writing to the person named in clause 1.1.1.5.8 unless specified otherwise.
Response: Do not proceed until response has been received.
1.6.1.3 |  | Products | Definition: Materials, both manufactured and naturally occurring, and goods, including components, equipment and accessories, intended for the permanent incorporation in the Works.
Includes: Goods, plant, materials, site materials and things for incorporation into the Works.
1.6.1.4 |  | Site Equipment | Definition: All appliances or things of whatsoever nature required in or about the construction for completion of the Works but not materials or other things intended to form or forming part of the Permanent Works.
Includes: Construction appliances, vehicles, consumables, tools, temporary works, scaffolding, cabins and other site facilities.
1.6.1.5 |  | Drawings | Definitions: To BSRIA BG 6/2006 A design framework for building services. Design activities and drawing definitions.
CAD data: In accordance with BS 1192.
1.6.1.6 |  | Terms used in specification | Remove: Disconnect, dismantle as necessary and take out the designated products or work and associated accessories, fixings, supports, linings and bedding materials. Dispose of unwanted materials. Excludes taking out and disposing of associated pipework, wiring, ductwork or other services.
Fix: Unload, handle, store, place and fasten in position including all labours and use of site equipment.
Supply and fix: Includes all labour and site equipment for unloading, handling, storing and execution. All products to be supplied and fixed unless stated otherwise.
Keep for reuse: Do not damage designated products or work. Clean off bedding and jointing materials. Stack neatly, adequately protect and store until required by the Employer or for use in the Works as instructed.
Make good: Execute local remedial work to designated work. Make secure, sound and neat. Excludes redecoration and/ or replacement.
Replace: Supply and fix new products matching those removed. Execute work to match original new state of that removed.
Repair: Execute remedial work to designated products. Make secure, sound and neat. Excludes redecoration and/ or replacement.
Refix: Fix removed products.
Ease: Adjust moving parts of designated products or work to achieve free movement and good fit in open and closed positions.
Match existing: Provide products and work of the same appearance and features as the original, excluding ageing and weathering. Make joints between existing and new work as inconspicuous as possible.
System: Equipment, accessories, controls, supports and ancillary items, including installation, necessary for that section of the work to function.
1.6.1.7 |  | Manufacturer and product references | Definition: When used in this combination:
Manufacturer: The firm under whose name the particular product is marketed.
Product reference: The proprietary brand name and/ or reference by which the particular product is identified.
Currency: References are to the particular product as specified in the manufacturer’s technical literature current on the date of the invitation to tender.
1.6.1.8 |  | Substitution of products | Products: If an alternative product to that specified is proposed, obtain approval before ordering the product.
Reasons: Submit reasons for the proposed substitution.
Documentation: Submit relevant information, including:
· manufacturer and product reference;
· cost;
· availability;
· relevant standards;
· performance;
· function;
· compatibility of accessories;
· proposed revisions to drawings and specification;
· compatibility with adjacent work;
· appearance;
· copy of warranty/ guarantee.
Alterations to adjacent work: If needed, advise scope, nature and cost.
Manufacturer’s guarantees: If substitution is accepted, submit before ordering products.
1.6.1.9 |  | Cross references | Accuracy: Check remainder of the annotation or item description against the terminology used in the section or clause referred to.
Related terminology: Where a numerical cross-reference is not given the relevant sections and clauses of the specification will apply.
Relevant clauses: Clauses in the referred to specification section dealing with general matters, ancillary products and execution also apply.
Discrepancy or ambiguity: Before proceeding, obtain clarification or instructions.
1.6.1.10 |  | Referenced documents | Conflicts: Specification prevails over referenced documents.
1.6.1.11 |  | Equivalent products | Inadvertent omission: Wherever products are specified by proprietary name the phrase 'or equivalent' is to be deemed included.
1.6.1.12 |  | Substitution of standards | Products specified to British Standard or European Standard: Substitution may be proposed of products complying with a grade or category within a national standard of another Member State of the European Community or an international standard recognised in the UK.
Before ordering: Submit notification of all such proposals.
Documentary evidence: Submit for verification when requested as detailed in clause 1.6.1.11 Any submitted foreign language documents must be accompanied by certified translations into English.
1.6.1.13 |  | Currency of documents | Currency: References to published documents are to the editions, including amendments and revisions, current on the date of the Invitation to Tender.
1.6.1.14 |  | Product sizes | General dimensions: Products are specified by their co-ordinating sizes.
Timber: Cross section dimensions shown on drawings are:
• Target sizes as defined in BS EN 336 for structural softwood and hardwood sections.
• Finished sizes for non-structural softwood or hardwood sawn and further processed sections.
1.6.2 | DOCUMENTS PROVIDED ON BEHALF OF EMPLOYER
1.6.2.1 |  | Additional copies of drawings and documents | Additional copies: Issued on request but charged to the Contractor .
1.6.2.2 |  | Dimensions | Scaled dimensions: Do not rely on.
1.6.2.3 |  | Measured quantities | Ordering products and constructing the Works: The accuracy and sufficiency of the measured quantities is not guaranteed.
Precedence: The specification and drawings shall override the measured quantities.
1.6.2.4 |  | The specification | Coordination: All sections must be read in conjunction with Main Contract Preliminaries/ General conditions.
1.6.2.5 |  | Divergence from the statutory requirements | Divergence: Between the drawings or specification and the requirements of the Building Regulations, other Statutes, statutory undertakers and other regulatory authorities.
Action: Inform immediately.
1.6.2.6 |  | Employers policy documents | Develop systems compatible with the following Employer’s policies and submit evidence of compliance and supporting information as necessary
Environmental
Sustainability
Corporate social responsibility
Health and safety
1.6.3 | DOCUMENTS PROVIDED BY CONTRACTOR/ SUBCONTRACTORS/ SUPPLIERS
1.6.3.1 |  | Design information | General: Complete the design and detailing of parts of the Works as specified.
1.6.3.2 |  | Production information | Provide: • Production information based on the drawings, specification and other information. • Liaison to ensure coordination of the work with related building elements and services.
Master programme: Make reasonable allowance for completing design/ production information, submission (including to the Planning Supervisor), comment, inspection, amendment, resubmission and reinspection.
Design/ production information: Submit two copies, one can be returned with comments. Ensure that any necessary amendments are made without delay.
Contractor’s changes to Employer's Requirements: Support request for substitution or change with all relevant information.
Employer’s amendments to Employer’s Requirements: If considered to involve a change, which has not already been acknowledged as a change, notify without delay (maximum period 7 days), and do not proceed until instructed. Claims for extra cost, if made after it has been carried out, may not be allowed.
Final version of design/ production information: Submit 2 copies to CA.
1.6.3.3 |  | As-built / as-installed drawings and information | General: Provide the following Drawings/ information:
Drainage and all below ground services
Submit: At least two weeks before date for completion.
1.6.3.4 |  | Technical literature | Information: Keep on site for reference by all supervisory personnel:
· Manufacturers' current literature relating to all products to be used in the Works.
· Relevant British Standards.
1.6.3.5 |  | Maintenance, instructions and guarantees | Components and equipment: Obtain or retain copies, register with manufacturer and hand over on or before completion of the Works.
Information location: insert in the Building Manual.
Emergency call out services: Not required
Extent of cover :
1.6.3.6 |  | Energy rating calculations | Not required
1.6.3.7 |  | Environmental assessment information | Not required
1.6.3.8 |  | Documents required before practical completion | Completion
The Contractor should note that the Practical Completion Certificate cannot be issued by the Architect until :
1. Such time as all test certificates, including the Certificate of Electrical Compliance are submitted to the Architect and the Certificate of Completion subsequently obtained form the Local Authority Department of Building Control by either the Lead Consultant or the Contractor and:
2. All "as built" drawings, O & M manuals, technical literatures, Health & Safety File as required by the CDM Regulations, etc., requested as part of the Contract are handed over to the Employer. One electronic copy will be required.
3. Commissioning documentation.
The Employer will retain a sum of £1,500.00 from the monies due to the Contractor at Practical Completion, in addition to any retention monies deducted in accordance with the Contract provisions, until such time as all O&M Manuals and Health & Safety documentation are submitted and approved by or behalf of the Employer and the requisite number of copies received by the Employer.
1.6.4 | DOCUMENT AND DATA INTERCHANGE
1.6.4.1 |  | Electronic data interchange | Data: Types and classes of communication: Tender documents
Parties: Between: Employer and tenderer.
Requirements: Excel, Internet Explorer.
1.7 | EMPLOYER'S REQUIREMENTS: MANAGEMENT OF THE WORKS
1.7.1 | EMPLOYER'S REQUIREMENTS GENERALLY
1.7.1.1 |  | Supervision | General: Accept responsibility for coordination, supervision and administration of the Works, including subcontracts.
Coordination: Arrange and monitor a programme with each subcontractor, supplier, local authority and statutory undertaker, and obtain and supply information as necessary for coordination of the work.
1.7.1.2 |  | Considerate constructors scheme | Yes this will be a requirement. Tenderers to confirm the saving if this is not adopted
1.7.1.3 |  | Insurance | Documentary evidence: Before starting work on site submit details, and/ or policies and receipts for the insurances required by the Conditions of Contract.
1.7.1.4 |  | Insurance claims | Notice: If any event occurs which may give rise to any claim or proceeding in respect of loss or damage to the Works or injury or damage to persons or property arising out of the Works, immediately give notice to the Employer, the person named in clause 1.1.1.5.8 and the Insurers.
Failure to notify: Indemnify the Employer against any loss, which may be caused by failure to give such notice.
1.7.1.5 |  | Climatic conditions | Record information accurately and retain:
· Daily maximum and minimum air temperatures (including overnight).
· Delays due to adverse weather, including description of the weather, types of work affected and number of hours lost.
1.7.1.6 |  | Ownership | Alteration/ clearance work: Materials arising become the property of the Contractor except where otherwise stated. Remove from site as work proceeds.
1.7.2 | PROGRAMME / PROGRESS
1.7.2.1 |  | Programme | Master programme: When requested and before starting work on site, submit in an approved form a master programme for the Works, which must include details of:
· Design, production information and proposals provided by the Contractor/ Subcontractors/ Suppliers, including inspection and checking (see section 1.6).
· Planning and mobilization by the Contractor.
· Earliest and latest start and finish dates for each activity and identification of all critical activities.
· Running in, adjustment, commissioning and testing of all engineering services and installations
· Work resulting from instructions issued in regard to the expenditure of provisional sums.
· Work by or on behalf of the Employer and concurrent with the Contract. The nature and scope of which, the relationship with preceding and following work and any relevant limitations are suitably defined in the Contract Documents.
Exclusions: Where and to the extent that the programme implications for work which is not so defined are impossible to assess, the Contractor should exclude it and confirm this when submitting the programme.
Submit: 2 copies. Submission of the programme will not relieve the Contractor of the responsibility to advise of the need for further drawings or details or instructions in accordance with the Contract.
1.7.2.2 |  | Revised programme | Format and content: Compatible with master programme.
Revised programme interval: Described in the contract data part one.
Special requirements: Electronic copy required
1.7.2.4 |  | Commencement of work | Notice: Before the proposed date for commencement of work on site give minimum notice of 14 days .
1.7.2.5 |  | Monitoring | Progress: Record on a copy of the programme kept on site.
Avoiding delays: If any circumstances arise which may affect the progress of the Works submit proposals or take other action as appropriate to minimize any delay and to recover any lost time.
KPI's: List and description of key performance indicators (KPI's) to be maintained by Contractor.
1.7.2.6 |  | Notification of compensation events
1.7.2.7 |  | Project progress meetings | General: Site meetings will be held to review progress and other matters arising from administration of the Contract.
Agenda: TBA
Frequency: pre-start, bi-monthly progress meetings and completion
Location: on site.
Accommodation: Ensure availability at the time of such meetings.
Attendees: Attend meetings and inform subcontractors and suppliers when their presence is required.
Chairperson (who will also take and distribute minutes): Architect
1.7.2.8 |  | Contractor's progress report | General: Submit a progress report at each site meeting.
Content: Notwithstanding the Contractor's obligations under the Contract the report must include:
· A progress statement by reference to the master programme for the Works.
· Details of any matters materially affecting the regular progress of the Works.
· Subcontractors' and suppliers' progress reports.
· Any requirements for further drawings or details or instructions to fulfil any obligations under Clause 2.1 of the Conditions of Contract.
1.7.2.9 |  | Contractor's site meetings | General: Hold meetings with appropriate subcontractors and suppliers shortly before main site meetings to facilitate accurate reporting of progress.
1.7.2.10 |  | Photographic records | Photographic record by Main Contractor required & copied to CA
1.7.2.11 |  | Early possession | Possession/ take over of parts of the Works: As completed, provided all necessary access, services and other associated facilities are also complete.
1.7.2.12 |  | Notice of completion | Requirement: Give notice of the anticipated dates of completion of the whole or parts of the Works.
Associated works: Ensure necessary access, services and facilities are complete.
Period of notice (minimum): 1 week .
1.7.2.13 |  | Extensions of time | Notice: When a notice of the cause of any delay or likely delay in the progress of the Works is given under the conditions of contract, written notice must also be given of all other causes which apply concurrently.
Details: As soon as possible submit:
· Relevant particulars of the expected effects, if appropriate, related to the concurrent causes.
· An estimate of the extent, if any, of the expected delay in the completion of the Works beyond the date for completion.
· All other relevant information required.
1.7.3 | COST CONTROL
1.7.3.1 |  | Cash flow forecast | Submission: Before starting work on site, submit a forecast showing the gross valuation of the Works at the date of each Interim Certificate throughout the Contract period. Base on the programme for the Works.
Frequency: Update monthly following issue of interim certificate
1.7.3.2 |  | Removal/ replacement of existing work | Extent and location: Agree before commencement.
Execution: Carry out in ways that minimize the extent of work.
1.7.3.3 |  | Proposed instructions | Estimates: If a proposed instruction requests an estimate of cost, submit without delay and in any case within seven days.
Include:
· A detailed breakdown of the cost, including any allowance for direct loss and expense.
· Details of any additional resources required.
· Details of any adjustments to be made to the programme for the Works.
· Any other information as is reasonably necessary to fully assess the implications of issuing such an instruction.
Inability to comply: Inform immediately if it is not possible to comply with any of the above requirements.
1.7.3.4 |  | Measurement | Covered work: Give notice before covering work required to be measured.
1.7.3.5 |  | Daywork vouchers | Before commencing work: Give reasonable notice to person countersigning daywork vouchers.
Content: Before delivery, each voucher must be:
· Referenced to the instruction under which the work is authorized.
· Signed by the Contractor's person in charge as evidence that the operatives' names, the time daily spent by each and the equipment and products employed are correct.
Submit: to Architect
1.7.3.6 |  | Interim applications, valuations and payments | Applications: Include details of amounts requested due under the Contract together with all necessary supporting information.
Submission: In accordance with established dates.
Valuations: In accordance with established dates.
Payments: In accordance with established dates.
1.7.3.7 |  | Products not incorporated in the works | Ownership: At the time of each valuation, supply details of those products not incorporated into the Works which are subject to any reservation of title inconsistent with passing of property as required by the Conditions of Contract, together with their respective values.
Evidence: When requested, provide evidence of freedom of reservation of title.
1.7.3.8 |  | Payment for products stored off site | Not applicable
1.7.3.9 |  | Labour and equipment returns | Records: Record contractor's and sub-contractor's site labour and equipment on a daily basis and submit to Architect on a weekly basis.
1.8 | EMPLOYERS REQUIREMENTS: QUALITY STADARDS AND QUALITY CONTROL
1.8.1 | STANDARDS OF PRODUCTS AND EXECUTIONS
1.8.1.1 |  | Incomplete documentation | General: Where and to the extent that products or work are not fully documented, they are to be:
· Of a kind and standard appropriate to the nature and character of that part of the Works where they will be used.
· Suitable for the purposes stated or reasonably to be inferred from the project documents.
· Contract documents: Omissions or errors in description and/ or quantity shall not vitiate the Contract nor release the Contractor from any obligations or liabilities under the Contract.
1.8.1.2 |  | Workmanship skills | Operatives: Appropriately skilled and experienced for the type and quality of work.
Registration: With Construction Skills Certification Scheme.
Evidence: Operatives must produce evidence of skills/ qualifications when requested.
1.8.1.3 |  | Quality of Products | Generally: New (Proposals for recycled products may be considered).
Supply of each product: From the same source or manufacturer.
Whole quantity of each product required to complete the Works: Consistent in kind, size, quality and overall appearance.
Tolerances: Where critical, measure a sufficient quantity to determine compliance.
Deterioration: Prevent. Order in suitable quantities to a programme and use in appropriate sequence.
1.8.1.4 |  | Quality of execution | Generally: Fix, apply, install or lay products securely, accurately, plumb, neatly and in alignment.
Colour batching: Do not use different colour batches where they can be seen together.
Dimensions: Check on-site dimensions.
Finished work: Not defective, e.g. not damaged, disfigured, dirty, faulty, or out of tolerance.
Location and fixing of products: Adjust joints open to view so they are even and regular.
1.8.1.5 |  | Compliance | Compliance with proprietary specifications: Retain on site evidence that the proprietary product specified has been supplied.
Compliance with performance specifications: Submit evidence of compliance, including test reports indicating:
· Properties tested.
· Pass/ fail criteria.
· Test methods and procedures.
· Test results.
· Identity of testing agency.
· Test dates and times.
· Identities of witnesses.
· Analysis of results.
1.8.1.6 |  | Inspections | Products and executions: Inspection or any other action must not be taken as approval unless confirmed in writing referring to:
· Date of inspection.
· Part of the work inspected.
· Respects or characteristics which are approved.
· Extent and purpose of the approval.
· Any associated conditions.
1.8.1.7 |  | Related Work | Details: Provide all trades with necessary details of related types of work. Before starting each new type or section of work ensure previous related work is:
· Appropriately complete.
· In accordance with the project documents.
· To a suitable standard.
· In a suitable condition to receive the new work.
Preparatory work: Ensure all necessary preparatory work has been carried out.
1.8.1.8 |  | Manufactures recommendations/ instructions | General: Comply with manufacturer's printed recommendations and instructions current on the date of the Invitation to tender.
Changes to recommendations or instructions: Submit details.
Ancillary products and accessories: Use those supplied or recommended by main product manufacturer.
Agrément certified products: Comply with limitations, recommendations and requirements of relevant valid certificates.
1.8.1.9 |  | Water for the works | Mains supply: Clean and uncontaminated.
Other: Do not use until:
· Evidence of suitability is provided.
· Tested to BS EN 1008 if instructed.
1.8.2 | SAMPLES/ APPROVALS
1.8.2.1 |  | Samples | Products or executions: Comply with all other specification requirements and in respect of the stated or implied characteristics either:
· To an express approval.
· To match a sample expressly approved as a standard for the purpose.
1.8.2.2 |  | Approval of products | Submissions, samples, inspections and tests: Undertake or arrange to suit the Works programme.
Approval: Relates to a sample of the product and not to the product as used in the Works. Do not confirm orders or use the product until approval of the sample has been obtained.
Complying sample: Retain in good, clean condition on site. Remove when no longer required.
1.8.2.3 |  | Approval of work executed/ mock-ups | Submissions, samples, inspections and tests: Undertake or arrange to suit the Works programme.
Approval: Relates to the stated characteristics of the sample. (If approval of the finished work as a whole is required this is specified separately). Do not conceal, or proceed with affected work until compliance with requirements is confirmed.
Complying sample: Retain in good, clean condition on site. Remove when no longer required.
1.8.3 | ACCURACY/ SETTING OUT
1.8.3.1 |  | Accuracy of instruments | Accuracy in measurement: Use instruments and methods described in BS 5606, Appendix A
1.8.3.2 |  | Setting out | General: Submit details of methods and equipment to be used in setting out the Works.
Levels and dimensions: Check and record the results on a copy of drawings. Notify discrepancies and obtain instructions before proceeding.
Inform: When complete and before commencing construction.
1.8.3.3 |  | Appearance and fit | Tolerances and dimensions: If likely to be critical to execution or difficult to achieve, as early as possible either:
· Submit proposals; or
· Arrange for inspection of appearance of relevant aspects of partially finished work.
|  |  | General tolerances (maximum): To BS 5606, tables 1 and 2. |  |  | General tolerances (maximum): To BS 5606, tables 1 and 2.
1.8.3.4 |  | Critical dimensions | Critical dimensions: Set out and construct the Works to ensure compliance with the tolerances stated on drawings.
1.8.3.5 |  | Levels of structural floors | Levels: comply with drawings and specifications
1.8.3.6 |  | Record drawings | Site setting out drawing: Record details of all grid lines, setting-out stations, benchmarks and profiles. Retain on site throughout the contract and hand over on completion.
1.8.4 | SERVICES
1.8.4.1 |  | Services regulations | New or existing services: Comply with the Byelaws or Regulations of the relevant Statutory Authority.
1.8.4.2 |  | Water regulations/ byelaws notification | Requirements: Notify Water Undertaker of any work carried out to or which affects new or existing services and submit any required plans, diagrams and details.
Consent: Allow adequate time to receive Undertaker's consent before starting work. Inform immediately if consent is withheld or is granted subject to significant conditions.
1.8.4.3 |  | Water regulations/ byelaws contractor's certificate | On completion of the work: Submit (copy where also required to the Water Undertaker) a certificate including:
· The address of the premises.
· A brief description of the new installation and/ or work carried out to an existing installation.
· The Contractor's name and address.
· A statement that the installation complies with the relevant Water Regulations or Byelaws.
· The name and signature of the individual responsible for checking compliance.
· The date on which the installation was checked.
1.8.4.4 |  | Electrical installation certificate | On completion of the work: Submit a certificate including:
· The address of the premises.
· A brief description of the new installation and/ or work carried out to an existing installation.
· The Contractor's name and address.
· A statement that the installation complies with the relevant Regulations or Byelaws.
· The name and signature of the individual responsible for checking compliance.
· The date on which the installation was checked.
1.8.4.5 |  | Gas, oil and solid fuel appliance installation certificate | On completion of the work: Submit a certificate including:
· The address of the premises.
· A brief description of the new installation and/ or work carried out to an existing installation.
· The Contractor's name and address.
· A statement that the installation complies with the relevant Regulations or Byelaws.
· The name and signature of the individual responsible for checking compliance.
· The date on which the installation was checked.
Building Regulations notice: Copy to be lodged in Building Manual
1.8.5 | SUPERVISION/ INSPECTION/ DEFECTIVE WORK
1.8.5.1 |  | Supervision | General: In addition to the constant management and supervision of the Works provided by the Contractor's person in charge, all significant types of work must be under the close control of competent trade supervisors to ensure maintenance of satisfactory quality and progress.
Replacement: Give maximum possible notice before changing person in charge or site agent.
1.8.5.2 |  | Co-ordination of engineering services | Suitability: Site organisation staff must include one or more persons with appropriate knowledge and experience of mechanical and electrical engineering services to ensure compatibility between engineering and the Works generally.
Evidence: Submit when requested CVs or other documentary evidence relating to the staff concerned.
1.8.5.3 |  | Overtime working | Notice: Prior to overtime being worked, submit details of times, types and locations of work to be done.
Minimum period of notice: 24 hours.
Concealed work: If executed during overtime for which notice has not been given, it may be required to be opened up for inspection and reinstated at the Contractor's expense.
1.8.5.4 |  | Defects in existing work | Undocumented defects: When discovered, immediately give notice. Do not proceed with affected related work until response has been received.
Documented remedial work: Do not execute work which may:
· Hinder access to defective products or work; or
· Be rendered abortive by remedial work.
1.8.5.5 |  | Access for inspection | Removal: Before removing scaffolding or other facilities for access, give notice of not less than 5 days.
1.8.5.6 |  | Tests and inspections | Timing: Agree and record dates and times of tests and inspections to enable all affected parties to be represented.
Confirmation: One working day prior to each such test or inspection. If sample or test is not ready, agree a new date and time.
Records: Submit a copy of test certificates and retain copies on site.
1.8.5.7 |  | Air permeability | Method: Air test not required
Performance requirements:
Submission requirements (results):
1.8.5.8 |  | Continuity of thermal insulation | Record and report: Confirm that work to new, renovated or upgraded thermal elements has been carried out to conform to specification.
Include:
· The address of the premises.
· The Contractor's name and address.
· The name, qualification and signature of the competent person responsible for checking compliance.
· The date on which the installation was checked.
Submit: Before completion of the Works.
Copy: To be lodged in Building Manual.
1.8.5.9 |  | Resistance to passage of sound | Method: Specified constructions.
Compliance: submit results of testing.
Copies: Incorporate in the Building Manual/ Home Information Pack.
1.8.5.10 |  | Energy performance certificate | Assessment: Undertaken by a member of an approved accreditation scheme. Submit details of scheme name and evidence of qualifications when requested.
Building Type: Dwelling.
Method: SBEM.
Format:
Certificate: to be incorporated in the Building Manual.
Report:
Submit: before date of completion stated in the contract
1.8.5.11 |  | Proposals for rectification of defective products/ executions | Proposals: Immediately any execution or product is known, or appears, to be not in accordance with the Contract, submit proposals for opening up, inspection, testing, making good, adjustment of the Contract Sum, or removal and re-execution.
Acceptability: Such proposals may be unacceptable and contrary instructions may be issued.
1.8.5.12 |  | Measures to establish acceptability | General: Wherever inspection or testing shows that the work, materials or goods are not in accordance with the contract and measures (e.g. testing, opening up, experimental making good) are taken to help in establishing whether or not the work is acceptable, such measures:
· Will be at the expense of the Contractor.
· Will not be considered as grounds for extension of time.
1.8.5.13 |  | Quality control | Procedures: Establish and maintain to ensure that the Works, including the work of subcontractors, comply with specified requirements.
Records: Maintain full records, keep copies on site for inspection, and submit copies on request.
Content of records:
· Identification of the element, item, batch or lot including location in the Works.
· Nature and dates of inspections, tests and approvals.
· Nature and extent of nonconforming work found.
· Details of corrective action.
1.8.6 | WORK AT OR AFTER COMPLETION
1.8.6.1 |  | Work before completion | General: Make good all damage consequent upon the Works.
Temporary markings, coverings and protective wrappings: Remove unless otherwise instructed.
Cleaning: Clean the Works thoroughly inside and out, including all accessible ducts and voids. Remove all splashes, deposits, efflorescence, rubbish and surplus materials.
Cleaning materials and methods: As recommended by manufacturers of products being cleaned, and must not damage or disfigure other materials or construction.
COSHH dated data sheets: Obtain for all materials used for cleaning and ensure they are used only as recommended by their manufacturers.
Minor faults: Touch up in newly painted work, carefully matching colour and brushing out edges. Repaint badly marked areas back to suitable breaks or junctions.
Moving parts of new work: Adjust, ease and lubricate as necessary to ensure easy and efficient operation, including doors, windows, drawers, ironmongery, appliances, valves and controls.
1.8.6.2 |  | Security at completion | General: Leave the Works secure with, where appropriate, all accesses closed and locked.
Keys: Account for and adequately label all keys and hand over to Employer with itemized schedule, retaining duplicate schedule signed by Employer as a receipt.
1.8.6.3 |  | Making good/ rectification of defects | Remedial work: Arrange access with Architect
Rectification: Give reasonable notice for access to the various parts of the Works.
Completion: Notify when remedial works have been completed.
1.8.6.4 |  | Highway/ sewer adoption
1.9 | EMPLOYERS REQUIREMENTS: SECURITY, SAFETY AND PROTECTION
1.9.1 | SECURITY, HEALTH AND SAFETY
1.9.1.1 |  | Pre-construction information | Location: Integral with the project Preliminaries, including but not restricted to the following sections:
Description of project: Sections 1.1; 1.3; 1.4;
Client's consideration and management requirements: Sections 1.7; 1.9; 1.10;
Environmental restrictions and on-site risks: Sections 1.2; 1.9.
Significant design and construction hazards: Section 1.3.
The Health and Safety File: Section 1.12.
1.9.1.2 |  | Execution hazards | Common hazards: Not listed. Control by good management and site practice.
Significant hazards: The design of the project includes the following:
· See Pre-Construction Information.
1.9.1.3 |  | Product hazards | Hazardous substances: Site personnel levels must not exceed occupational exposure standards and maximum exposure limits stated in the current version of HSE document EH40: Occupational Exposure Limits.
Common hazards: Not listed. Control by good management and site practice.
Significant hazards: Specified construction materials include the following:
· See Pre-Construction Information.
1.9.1.4 |  | Construction phase health & safety plan | Submission: Present to the Employer/ Client no later than 7 days prior to possession of the site.
Confirmation: Do not start construction work until the Employer has confirmed in writing that the Construction Phase Health and Safety Plan includes the procedures and arrangements required by CDM Regulations.
Content: Develop the plan from and draw on the Outline Construction Phase Health and Safety Plan, clause 1.9.1.4, and the Pre-tender Health and Safety Plan/ Preconstruction information.
1.9.1.5 |  | Security | Protection: Safeguard the site, the Works, products, materials, and any existing buildings affected by the Works from damage and theft.
Access: Take all reasonable precautions to prevent unauthorized access to the site, the Works and adjoining property.
1.9.1.6 |  | Stability | Responsibility: Maintain the stability and structural integrity of the Works and adjacent structures during the Contract.
Design loads: Obtain details, support as necessary and prevent overloading
1.9.1.7 |  | Occupied premises | Extent: Existing adjacent buildings will be occupied and/ or used during the Contract
Works: Carry out without undue inconvenience and nuisance and without danger to occupants and users.
The whole of the Works shall be executed in such a manner as will interfere as little as possible and cause the minimum of nuisance to the occupiers and the normal activities of the Employer and those on other adjacent properties The Contractor shall take all reasonable means to mitigate dust and noise which would affect occupiers of the building.
The Contractor shall inform occupants of adjoining buildings when the work will start and give a contact name and telephone number and ensure access to adjoining premises at all times.
Overtime: If compliance with this clause requires certain operations to be carried out during overtime, and such overtime is not required for any other reason, the extra cost will be paid to the Contractor, provided that such overtime is authorized in advance.
1.9.1.8 |  | Passes | Details: provide details of controlled areas
Procedures: record and monitor access to controlled areas
1.9.1.9 |  | Occupiers rules and regulations | General: comply with occupiers rules and regulations
1.9.1.10 |  | Use of mobile telephones | Use: Mobile telephones must only be used in designated areas.
1.9.1.11 |  | Employer's representatives site visits | Safety: Submit details in advance, to the Employer or the person identified in clause 1.1.1.5, of safety provisions and procedures (including those relating to materials, which may be deleterious), which will require their compliance when visiting the site.
Protective clothing and/ or equipment: Provide and maintain on site for the Employer and the person stated in clause 1.1.1.5 and other visitors to the site.
1.9.1.12 |  | Working precautions/ restrictions | Hazardous areas: Operatives must take precautions as follows:
· Work area: as described in Pre-Construction Information.
· Permit to work: Operatives must comply with all specified procedures
1.9.2 | PROTECTION AGAINST
1.9.2.1 |  | Explosives | Use: Not permitted.
1.9.2.2 |  | Noise consent by local authority | Standard: Comply generally with the local authority consents to minimize noise levels during the execution of the Works.
1.9.2.3 |  | Noise control | Standard: Comply generally with the recommendations of BS 5228-1, clause 9.3 to minimize noise levels during the execution of the Works.
Noise levels from the Works: Maximum level:80 dB(A) when measured from 1 m.
Equipment: Fit compressors, percussion tools and vehicles with effective silencers of a type recommended by manufacturers of the compressors, tools or vehicles.
Restrictions: Do not use:
· Pneumatic drills and other noisy appliances without consent or before 8.30am and after 6.00pm
· Radios or other audio equipment or permit employees to use in ways or at times that may cause nuisance.
1.9.2.4 |  | Pollution control | Prevention: Protect the site, the Works and the general environment including streams and waterways against pollution.
Contamination: If pollution occurs inform immediately, including to the appropriate Authorities and provide relevant information.
1.9.2.5 |  | Pesticides | Use of pesticides:
· Use only where specified or approved, and then only suitable products as listed in the UK Pesticide Guide.
· Where work is near water, drainage ditches or land drains, comply with the MAFF 'Guidelines for the use of herbicides on weeds in or near water courses and lakes'.
· Observe all precautions recommended by the manufacturer and remove containers from site immediately they have been emptied or are no longer required.
· Operatives must hold a BASIS Certificate of Competence, or work under the supervision of a Certificate holder.
1.9.2.6 |  | Nuisance | Prevention: Protect the site, the Works and the general environment including streams and waterways against pollution.
Contamination: If pollution occurs inform immediately, including to the appropriate Authorities and provide relevant information.
1.9.2.7 |  | Asbestos containing materials (ACM's) | Duty: Report immediately any suspected materials discovered during execution of the Works.
· Do not disturb.
· Agree methods for safe removal or encapsulation.
1.9.2.8 |  | Antiquities | Duty: Report immediately any fossils, antiquities and other objects of interest or value discovered during execution of the works.
Preservation: Keep objects in the exact position and condition in which they were found.
1.9.2.9 |  | Fire prevention | Duty: Prevent personal injury or death, and damage to the Works or other property from fire.
Standard: Comply with Joint Code of Practice 'Fire Prevention on Construction Sites', published by the Construction Confederation and The Fire Protection Association (The 'Joint Fire Code').
1.9.2.10 |  | Smoking on site | Smoking on site: Not permitted.
1.9.2.11 |  | Burning on site | Burning on site: Not permitted.
1.9.2.12 |  | Moisture | Wetness or dampness: Prevent, where this may cause damage to the Works.
Drying out: Control humidity and the application of heat to prevent:
· Blistering and failure of adhesion.
· Damage due to trapped moisture.
· Excessive movement.
1.9.2.13 |  | Infected timber/ contaminated materials | General requirements: Where instructed to remove timber affected by fungal/insect attack from the building, do so in a way, which will minimise the risk of infecting other parts of the building.
1.9.2.14 |  | Waste | Includes: Rubbish, debris, spoil, containers and surplus material.
Minimize: Keep the site and Works clean and tidy.
Remove: Frequently and dispose off site in a safe and competent manner:
· Generally: disposal of waste from the site the Contractor shall comply with current legislation including the Environmental Protection Act 1990 and the Landfill Regulations 2002 as amended.
· Non-hazardous material: In a manner approved by the Waste Regulation Authority.
· Hazardous material: As directed by the Waste Regulation Authority and in accordance with relevant regulations.
Voids and cavities in the construction: Remove rubbish, dirt and residues before closing in.
Waste transfer documentation: Retain on site.
1.9.2.15 |  | Electromagnetic interference | Duty: Prevent excessive electromagnetic disturbance to apparatus outside the site.
1.9.2.16 |  | Laser equipment | Construction laser equipment: Install, use and store in accordance with BS EN 60825-1 and the manufacturer's instructions.
Class 1 or Class 2 laser equipment: Ensure laser beam is not set at eye level and is terminated at the end of its useful path.
Class 3A and Class 3B laser equipment: Do not use without approval and subject to submission of a method statement on its safe use.
1.9.2.17 |  | Power activated fixing systems | Use: Not permitted.
1.9.2.18 |  | Invasive species | Prevention:
Special requirements:
Discovery & reporting:
1.9.3 | PROTECTION
1.9.3.1 |  | Existing services | Confirmation: Notify all service authorities, statutory undertakers and/ or adjacent owners of proposed works not less than one week before commencing site operations.
Identification: Before starting work, check and mark positions of mains/ services. Where positions are not shown on drawings obtain relevant details from service authorities, statutory undertakers or other owners.
Work adjacent to services:
· Comply with service authority's/ statutory undertaker's recommendations.
· Adequately protect, and prevent damage to services: Do not interfere with their operation without consent of service authorities/ statutory undertakers or other owners.
Identifying services:
· Below ground: Use signboards, giving type and depth;
· Overhead: Use headroom markers.
Damage to services: If any results from execution of the Works:
· Immediately give notice and notify appropriate service authority/ statutory undertaker.
· Make arrangements for the work to be made good without delay to the satisfaction of service authority/ statutory undertaker or other owner as appropriate.
· Any measures taken to deal with an emergency will not affect the extent of the Contractor's liability.
Marker tapes or protective covers: Replace, if disturbed during site operations, to service authority's/ statutory undertaker's recommendations.
1.9.3.2 |  | Roads & footpaths | Duty: Maintain roads and footpaths within and adjacent to the site and keep clear of mud and debris.
Damage caused by site traffic or otherwise consequent upon the Works: Make good to the satisfaction of the Employer, Local Authority or other owner.
1.9.3.3 |  | Existing topsoil and subsoil | Protection: Prevent damage during the course of the work.
1.9.3.4 |  | Retained trees, shrubs and grassed areas | Protection: Prevent damage during the course of the work.
1.9.3.5 |  | Areas of retained trees | Protection: Prevent damage during the course of the work.
1.9.3.6 |  | Wildlife species and habitats | Protection: Prevent damage during the course of the work.
1.9.3.7 |  | Existing features | Protection: Prevent damage to existing buildings, fences, gates, walls, roads, paved areas and other site features, which are to remain in position during execution of the Works.
Special requirements:
1.9.3.8 |  | Existing work | Protection: Prevent damage to existing work, structures or other property during the course of the work.
Removal: Minimum amount necessary.
Replacement work: To match existing.
1.9.3.9 |  | Building interiors | Protection: Prevent damage from exposure to the environment, including weather, flora, fauna, and other causes of material degradation during the course of the work.
1.9.3.10 |  | Existing furniture, fittings and equipment | Protection: Prevent damage during the course of the work.
1.9.3.11 |  | Especially valuable and vulnerable items | Protection: Prevent damage during the course of the work.
1.9.3.12/ 13 |  | Adjoining property & restrictions | Precautions:
· Prevent trespass of workpeople and take precautions to prevent damage to adjoining property.
· Pay all charges.
· Remove and make good on completion or when directed.
Damage: Bear cost of repairing damage arising from execution of the Works.
1.9.3.14 |  | Existing structures | Duty: Check proposed methods of work for effects on adjacent structures inside and outside the site boundary.
Supports: During execution of the Works:
· Provide and maintain all incidental shoring, strutting, needling and other supports as may be necessary to preserve stability of existing structures on the site or adjoining, which may be endangered or affected by the Works.
· Do not remove until new work is strong enough to support existing structure.
· Prevent overstressing of completed work when removing supports.
Adjacent structures: Monitor and immediately report excessive movement.
Standard: Comply with BS 5975 and BS EN 12812.
1.9.3.15 |  | Materials for recycling and/or re-use | Duty: Sort and prevent damage to stated products or materials, clean off bedding and jointing materials and other contaminants.
Storage: Stack neatly and protect until required by the Employer or for use in the Works as instructed.
1.10. | EMPLOYERS REQUIREMENTS: SPECIFIC LIMITATIONS ON METHOD/ SEQUENCE/ TIMING
1.10.1 | GENERAL
1.10.1.1 |  | Limitations | Scope: The limitations described in this section are supplementary to limitations described or implicit in information given in other sections or on the drawings.
1.10.2 | DESIGN CONSTRAINTS
Details:
1.10.3 | METHOD/ SEQUENCE OF WORK
Sequence requirements : The preferred Main Contractor will be invited to meet the kitchen installer and design team prior to acceptance to discuss programme and sequencing.
Specific Limitations: Include the following in the programme:
· method statement for approval by the Architect for all work operations.
Scaffolding: Make available to subcontractors and others at all times.
- Ensure that standing scaffolding is erected early enough and / or dismantled late enough to suit the programmes of all Sub-Contractors.
- All scaffolding to have "saftag" inspection record visible at all times.
- All scaffolding externally, to have Heras fencing protection. Heras fencing to be erected prior to erection of the scaffolding. All scaffolding to be accessible by stair and not ladder.
1.10.4 | USE OR DISPOSAL OF MATERIALS FOUND
Specific limitations: ensure that materials for disposal off site are taken to a properly licensed tip.
1.10.6 | WORKING HOURS
|  | Definition | Work hours: 8.00 am - 5.00 pm.
Normal hours:
1.10.7 | COMPLETION OF ANY SECTION OR PART OF THE WORKS
1.10.7.1 |  | Employer requirements for possession | General: Where the Employer is to take possession of any section or part of the Works and such section or part will, after its possession, depend for its adequate functioning on work located elsewhere on the site: Complete such other work in time to permit such possession to take place.
1.10.7.2 |  | Remainder of the works | Remainder of the Works: During execution, ensure that completed sections or parts of the Works have continuous and adequate provision of services, fire precautions, means of escape and safe access.
1.11 | EMPLOYERS REQUIREMENTS: SITE ACCOMMODATION/ SERVICES/ FACILITIES/ TEMPORARY WORK
1.11.1 | GENERALY
1.11.1.1 |  | Spoil heaps, temporary works and services | Location: Give notice of intended siting.
Maintenance: Alter, adapt and move as necessary. Remove when no longer required and make good.
1.11.2 | SITE ACCOMMODATION
1.11.2.1 |  | Room for meetings | Facilities: Provide suitable temporary accommodation for site meetings, adequately heated and lit. The room may be part of the Contractor's own site offices.
Furniture and Equipment: Provide table and chairs for 12 people.
1.11.2.2 |  | Site offices | Facilities: The Contractor shall not be required to provide and maintain upon the Site suitable offices. On site toilets will however be required.
1.11.2.3 |  | Off-site offices / room for meetings | Facilities: No specific requirement.
1.11.2.4 |  | Sanitary accommodation | Will be required.
1.11.2.5 |  | Use of accommodation/ land not included in the site | Existing accommodation: Not Applicable
1.11.2.6 |  | Car parking | Requirements: Contractor to make suitable arrangements.
1.11.3 | SERVICES AND FACILITIES
1.11.3.1 |  | Lighting | Finishing work and inspection: Provide temporary lighting, the intensity and direction of which closely resembles that delivered by the permanent installation.
1.11.3.2 |  | Lighting and power | As required by Contractor, Contractor to provide all power required at their own cost.
1.11.3.3 |  | Water | As required by Contractor, Contractor to provide all water required at their own cost.
1.11.3.4 |  | Contractors on-site telephones | As required by Contractor.
1.11.3.5 |  | Mobile telephones | Direct communication: As soon as practicable after the Date of Possession provide the Contractor's person in charge with a mobile telephone
1.11.3.6 |  | Telephones | As required by Contractor.
1.11.3.7 |  | Fax installation | As required by Contractor.
1.11.3.8 |  | Computers | As required by Contractor.
1.11.3.9 |  | E-mail and internet facilities | As required by Contractor.
1.11.3.10 |  | Photocopier | As required by Contractor.
1.11.3.11 |  | Temperature and humidity | As required by Contractor.
1.11.3.12 |  | Use of permanent heating systems | Permanent heating installation: May not be used for drying out the Works and controlling temperature and humidity levels without specific written agreement of the Employer.
If used:
· Take responsibility for operation, maintenance and remedial work.
· Arrange supervision by and indemnification of the appropriate Subcontractors.
· Pay costs arising.
1.11.3.13 |  | Beneficial use of installed systems | Permanent systems: Unless specific permission is given by the Employer and installer, do not use for any purpose other than running in, testing and commissioning.
Other uses: If permission is given for any other use of a system before the Works are accepted as complete, it must be subject to a separate written agreement between the parties and in accordance with the recommended procedures given in NJCC Guidance Note 10.
1.11.3.14 |  | Meter readings | Charges for service supplies: Where to be apportioned ensure that:
· Meter readings are taken by relevant authority at possession and/ or completion as appropriate.
· Copies of readings are supplied to interested parties.
1.11.3.15 |  | Thermometers | General: Provide on site and maintain in accurate condition a maximum and minimum thermometer for measuring atmospheric shade temperature, in an approved location.
1.11.3.16 |  | Surveying equipment
1.11.3.17 |  | Personal protective equipment | General: Provide for the sole use of those acting on behalf of the Employer, in sizes to be specified:
· Safety helmets to BS EN 397, neither damaged nor time expired. Number required: 6.
· High visibility waistcoats to BS EN 471 Class 2. Number required: 6.
· Safety boots with steel insole and toecap to BS EN ISO 20345. Pairs required: 6 .
· Disposable respirators to BS EN 149.FFP1S.
· Eye protection to BS EN 166.
· Ear protection - muffs to BS EN 352-1, plugs to BS EN 352-2
· Hand protection - to BS EN 388, 407, 420 or 511 as appropriate.
1.11.3.18 |  | Other requirements
1.11.4 | TEMPORARY WORKS
1.11.4.1 |  | Roads, hard standings and footpaths | As required by Contractor.
1.11.4.2 |  | Temporary works | Temporary hoardings as required by the Contractor:
1.11.4.3 |  | Temporary protection measures to existing trees / vegetation | As required by Contractor.
1.11.4.4 |  | Name boards | General: Obtain approval, including statutory consents, and provide a temporary name board displaying:
· Title of project.
· Name of Employer.
· Names of Consultants as follows:
|  |  | o Structural Engineer : |  | sign size 1.20 x 0.30 m
|  |  | o Services Engineer : |  | sign size 1.20 x 0.30 m
|  |  | o Quantity Surveyor : | sign size 1.20 x 0.30 m
|  |  | o Principal Designer : | sign size 1.20 x 0.30 m
· If the Contractor wishes, Names of Contractor and Subcontractors
1.11.4.5 |  | Advertising
1.11.4.6 |  | Other requirements
1.12 | EMPLOYER'S REQUIREMENTS: OPERATION/ MAINTENANCE OF FINISHED BUILDING
1.12.1 | OPERATION AND MAINTENANCE MANUAL
1.12.1.1 |  | Generally | Purpose: The Building Manual is to be a comprehensive information source and guide for owners and users of the completed Works. It should provide an overview of the main design principles and describe key components and systems to enable proper understanding, efficient and safe operation and maintenance.
|  |  | Scope: |  |  | Scope:
· Part 1: General: [Content as clause 1.12.1.2].
· Part 2: Fabric: [Content as clause 1.12.1.2].
· Part 3: Services: [Content as clause 1.12.1.2].
· Part 4: The Health and Safety File: [compiled by the CDM Coordinator from information provided by the Principle Contractor and designers]. Content as clause 1.12.2.1-2
Responsibility: The Building Manual is to be produced by the Contractor and a draft copy must be complete no later than date for completion of the works with the final document issued not later than 28 days thereafter.
Information provided by others: Details: As-built drawings and key structural principles
|  |  | Compilation: |  |  | Compilation:
· Prepare all information for Contractor designed or performance specified work including as-built drawings.
· Obtain or prepare all other information to be included in the Manual.
Reviewing the Manual: Submit a complete draft. Amend in the light of any comments and resubmit. Do not proceed with production of the final copies until authorized.
|  |  | Final copies of the Manual: |  |  | Final copies of the Manual:
· Number of copies: 2 .
· Format: A4 .
· Latest date for submission: Draft copy to be issued prior to Practical Completion with the final copy issued not later than 28 days thereafter.
|  |  | As-built drawings and schedules: |  |  | As-built drawings and schedules:
· Number of copies: 1 .
· Format: A3 paper .
1.12.1.2 |  | Content
|  | Part 1: General | Content: Obtain and Provide the following, including all relevant details not included in other parts of the manual:
· Index: list the constituent parts of the manual, together with their location in the document.
· The Works:
· Description of the buildings and facilities.
· Ownership and tenancy, where relevant
· Health and Safety information – other than that specifically required by the Construction (Design and Management) Regulations.
· The Contract:
· Names and addresses and contact details of all significant consultants, contractors, subcontractors, suppliers and manufacturers.
· Overall design criteria.
· Environmental performance requirements
· Relevant authorities, consents and approvals.
· Third party certification, such as those made by "competent" persons in accordance with the Building Regulations
· Operational requirements and constraints of a general nature:
· Maintenance contracts and contractors.
· Fire safety strategy for the buildings and the site. Include drawings showing emergency escape and fire appliance routes, fire resisting doors, location of emergency alarm and fire fighting systems, services, shut off valves switches, etc.
· Emergency procedures and contact details in case of emergency.
· Description and location of other key documents.
Timescale for completion: Draft copy to be issued prior to Practical Completion with the final copy issued not later than 28 days thereafter.
|  | Part 2: Building fabric | Content: Obtain and Provide the following, including all relevant details not included in other parts of the manual:
· Detailed design criteria, including:
· Floor and roof loadings.
· Durability of individual components and elements.
· Loading restrictions.
· Insulation values.
· Fire ratings.
· Other relevant performance requirements.
· Construction of the building:
· A detailed description of methods and materials used.
· As-built drawings recording the construction, together with an index.
· Information and guidance concerning repair, renovation or demolition/ deconstruction.
· Periodic building maintenance guide chart.
· Inspection reports.
· Manufacturer's instructions index, including relevant COSHH data sheets and recommendations for cleaning, repair and maintenance of components.
· Fixtures, fittings and components schedule and index.
· Guarantees, warranties and maintenance agreements – obtain from manufacturers, suppliers and subcontractors.
· Test certificates and reports required in the specification or in accordance with legislation, including:
· Air permeability.
· Resistance to passage of sound.
· Continuity of insulation.
· Electricity and Gas safety.
Timescale for completion: Draft copy to be issued prior to Practical Completion with the final copy issued not later than 28 days thereafter.
|  | Part 3: Building services | Content: Obtain and Provide the following, including all relevant details not included in other parts of the manual:
· Detailed design criteria and description of the systems, including:
· Services capacity, loadings and restrictions
· Services instructions.
· Services log sheets.
· Manufacturers' instruction manuals and leaflets index.
· Fixtures, fittings and component schedule index.
· Detailed description of methods and materials used.
· As-built drawings for each system recording the construction, together with an index, including:
· Diagrammatic drawings indicating principal items of plant, equipment and fittings
· Record drawings showing overall installation
· Schedules of plant, equipment, valves, etc. describing location, design performance and unique identification cross referenced to the record drawings.
· Identification of services – a legend for colour coded services.
· Product details, including for each item of plant and equipment:
· Name, address and contact details of the manufacturer.
· Catalogue number or reference
· Manufacturer's technical literature, including detailed operating and maintenance instructions.
· Information and guidance concerning dismantling, repair, renovation or decommissioning.
· Operation: A description of the operation of each system, including:
· Starting up, operation and shutting down
· Control sequences
· Procedures for seasonal changeover
· Procedures for diagnostics, troubleshooting and fault-finding.
· Guarantees, warranties and maintenance agreements – obtain from manufacturers, suppliers and subcontractors.
· Commissioning records and test certificates list for each item of plant, equipment, valves, etc. used in the installations – including:
· Electrical circuit tests.
· Corrosion tests.
· Type tests.
· Work tests.
· Start and commissioning tests.
· Equipment settings: Schedules of fixed and variable equipment settings established during commissioning.
· Preventative maintenance: Recommendations for frequency and procedures to be adopted to ensure efficient operation of the systems
· Lubrication: Schedules of all lubricated items
· Consumables: A list of all consumable items and their source.
· Spares: A list of recommended spares to be kept in stock, being those items subject to wear and tear or deterioration and which may involve an extended delivery time when replacements are required.
· Emergency procedures for all systems, significant items of plant and equipment.
· Annual maintenance summary chart.
Timescale for completion: Draft copy to be issued prior to Practical Completion with the final copy issued not later than 28 days thereafter.
1.12.2.1-2 |  | Part 4: Health and Safety file | Content: obtain, provide or refer to elsewhere in the Building Manual, details (to the satisfaction of the Principal Designer) of the following, including:
· a brief description of the works caried out;
· any residual hazards which remain and how they have been dealt with (for example surveys or other information concerning asbestos; contaminated land, water bearing strata, buried services);
· key structural principles (for example, bracing, sources of substantial stored energy – including pre- or post-tensioned members) and safe working loads for floors and roofs, particularly where these may preclude placing scaffolding or heavy machinery there; (DB Contracts only)
· hazardous materials used (for example lead paint, pesticides, special coatings which should not be burnt off etc.);
· information regarding the removal or dismantling of installed plant and equipment (for example any special arrangements for lifting, order or other special instructions for dismantling etc.;
· health and safety information about equipment provided for cleaning or maintaining the structure;
· the nature, location and marking of significant services, including underground cables, gas supply equipment, fire fighting services etc.;
· information and as built drawings of the structure, its plant and equipment
Timescale for completion: Draft copy to be issued prior to Practical Completion with the final copy issued not later than 28 days thereafter.
1.12.3 | WEB BASED INFORMATION MANAGEMENT SYSTEM
1.12.3.1 |  |  | Specific requirements:
1.12.4 | PRESENTATION OF DOCUMENTS
1.12.4.1 |  | Operation and Maintenance manual | Format: A4 size, plastics covered, loose leaf, four ring binders with hard covers, each indexed, divided and appropriately cover titled.
Selected drawings needed to illustrate or locate items mentioned in the Manual: Where larger than A4, to be folded and accommodated in the binders so that they may be unfolded without being detached from the rings.
As-built drawings: The main sets may form annexes to the Manual.
1.12.4.2 |  | Health and safety file | Format: A4 size, plastics covered, loose leaf, four ring binders with hard covers, each indexed, divided and appropriately cover titled.
1.12.4.3 |  | Other documents
1.12.5 | OTHER EMPLOYER SPECIFIC REQUIREMENTS
1.12.5.1 |  | Maintenance services
1.12.5.2 |  | Information for commissioning of services | General: Submit relevant drawings and preliminary performance data to enable the building user's staff to familiarise themselves with the installation.
|  |  | Time of submission: At commencement of commissioning. |  |  | Time of submission: At commencement of commissioning.
1.12.5.3 |  | Training | Objective: Before Completion, explain and demonstrate to the Employer's maintenance staff the purpose, function and operation of the installations including items and procedures listed in the Building Manual.
Operating time: Include a minimum of 3 days.
1.12.5.4 |  | Spare parts | General: Before Completion submit a priced schedule of spare parts that the Contractor recommends should be obtained and kept in stock for maintenance of the services installations.
Content: Include in the priced schedule for:
· Manufacturers' current prices, including packaging and delivery to site.
· Checking receipts, marking and numbering in accordance with the schedule of spare parts.
· Referencing to the plant and equipment list in Part 3 of the Building Manual.
· Painting, greasing, etc. and packing to prevent deterioration during storage.
Latest date for submission: at Practical Completion .
1.12.5.5 |  | Tools | General: Provide tools and portable indicating instruments for the operation and maintenance of all services plant and equipment (except any installed under Named Subcontracts) together with suitable means of identifying, storing and securing.
Quantity: Two complete sets.
Timescale for completion: Draft copy to be issued at Practical Completion with the final copy issued not later than 28 days thereafter.
1.12.6 | OTHER INFORMATION

## Appendix A
DJA 2023 0208 - ORE Test Rig Enabling
PRELIMINARIES AND CONTRACT PARTICULARS
Appendix A
Schedule of Contract Amendments to Minor Works Building Contract for use in Scotland MW/Scot 2016 Edition
ApplicableThis Schedule forms part of the Contract between the Employer and the Contractor. Except as expressly amended below, all terms and conditions of the JCT Minor Works Building Contract 2016 shall remain unamended and in full force and effect.
| Clause Reference | Amendment/ Replacement Wording
General
This Schedule forms part of the Contract between the Employer and the Contractor. Except as expressly amended below, all terms and conditions of the JCT Minor Works Building Contract 2016 shall remain unamended and in full force and effect.
Insert new clause 2.9:
| Conditions, Section 2 | A Any notice seeking an extension of time shall be in writing and include reasonable details of the cause and expected delay period. Failure to provide such information may be taken into account by the Employer in assessing any extension.
Insert new clause 5.5.7:
| Conditions, Section 5 | No payment shall be due for materials or goods not delivered to or adequately stored on site unless the Employer has agreed in writing prior to delivery and satisfactory evidence of ownership and insurance has been provided
Insert new clause 7.7.5:
| Conditions, Section 7 | The Employer may employ others to complete the Works and recover from the Contractor any additional costs, losses or damages arising from such termination. This would be capped at a value of the contract.

## Appendix B
DJA 2023 0208 - ORE Test Rig Enabling
PRELIMINARIES AND CONTRACT PARTICULARS
Appendix B
Pre-Construction Information
See Separate Document

## Appendix C
DJA 2023 0208 - ORE Test Rig Enabling
PRELIMINARIES AND CONTRACT PARTICULARS
Appendix C
Drawings and Specification Register
CONTRACT DRAWINGS
CAMERON + ROSS
| Drawing No : 221193-000-CAM-DR-C- | Description | Revision
| 001 | Site Location Plan | A
| 100 | Site Services Constraint Plan | C
| 200 | Junction Access and Yard Layout | E
| 251 | Access Junction Swept Paths | B
| 270 | Roads Construction Details | B
| 290 | External Stairs Link | C
| 400 | Drainage Layout | G
| 460 | Drainage Construction Drawings | A
| 730 | SSE Substation layout | A
| 620 | Cut and Fill Review | C
| 900 | Cross Sections | D
Drawing No : 221193-000-CAM-M2-G-
| 001 | Topographical Survey | -
WALLACE WHITTLE LIMITED
Drawing No : 24300-WWL-XX-XX-DR-E-
| 97001 | External Lighting Layout | P01
OTHER DOCUMENTS
| Mason Evans Partnership Limited | Geo-Environmental Report on Site Investigations Reference P23-336 : Second Edition | July 2025
| ORE Catapult | Boundary fencing strategy | November 2025
| Envirocentre | Invasive Non-Native Species Management Plan Reference 378984-14271 | 3rd July 2024

## Appendix D
DJA 2023 0208 - ORE Test Rig Enabling
PRELIMINARIES AND CONTRACT PARTICULARS
Appendix G
Warranties & Bonds
Warranties to be Standard SBCC Format or as otherwise subsequently agreed
Contractor / Purchaser or Tenant |  | Not required
Contractor / Funder |  | Not required
Sub Contractor / Employer |  | Not required
Sub Contractor / Purchaser or Tenant |  | Not required
Sub Contractor / Funder |  | Not required
Performance Bond
Performance Bond |  | 10% Performance Bond will be required per the template provided
Parent Company guarantee |  | May be required

## Bill No 1 - Prelims
Project | ORE Test Rig Enabling |  | PRELIMINARIES
No | DJA 2023 0208
COST CENTRE | COMPONENT |  | TIME RELATED CHARGES |  |  |  | FIXED CHARGES
|  |  | Qty | Unit | Rate |  | Qty | Unit | Rate
[5 empty] | £ p | £ p |  |  | £ p | £ p
1 | PRELIMINARIES |  |  |  |  | 0 |  |  |  | 0
1.1 | EMPLOYERS REQUIREMENTS |  |  |  |  | 0 |  |  |  | 0
1.1.1 | Site accommodation |  |  |  |  | 0 |  |  |  | 0
1.1.1.1 | Site accommodation for the employer and the employers representatives |  |  | weeks |  | 0 | 1 | Item |  | 0
| Provide suitable temporary accommodation for site meetings, adequately heated and lit. The room may be part of the Contractor's own site offices. |  |  | weeks |  | 0 | 1 | Item |  | 0
| Provide sanitary accommodation, either separate or shared with the Contractor's supervisory staff. |  |  | weeks |  | 0 | 1 | Item |  | 0
| Provide welfare facilities, either separate or shared with the Contractor's supervisory staff. |  |  | weeks |  | 0 | 1 | Item |  | 0
| Maintain in a clean condition, Room for meetings, sanitary accommodation and welfare facilities. |  |  | weeks |  | 0 | 1 | Item |  | 0
| Other charges associated with Employers accommodation requirements |  |  | weeks |  | 0 | 1 | Item |  | 0
1.1.1.2 | Furniture & Equipment |  |  | weeks |  | 0 | 1 | Item |  | 0
| Provide table and chairs for 20 people, including bringing to site, cleaning, charges and dismantle/ remove from site |  |  | weeks |  | 0 | 1 | Item |  | 0
1.1.1.3 | Telecommunications & IT systems |  |  | weeks |  | 0 | 1 | Item |  | 0
Provide telephones, fax machines, photocopier, computers, printers and consumables along with adequate power/ data connections, where separate from the main contractor's site accommodation.
| Purchase charges | [5 empty] | 1 | Item |  | 0
| Hire charges |  |  | weeks |  | 0
| Consumables |  |  | weeks |  | 0 | 1 | Item |  | 0
1.1.2 | Site Records |  |  |  |  | 0 |  |  |  | 0
1.1.2.1 | Site Records |  |  | weeks |  | 0 | 1 | Item |  | 0
Operation and maintenance manual
|  | · Number of copies: |  |  |  |  | 2 | nr |  | 0
Compilation of Health and Safety File
|  | · Number of copies: |  |  |  |  | 2 | nr |  | 0
1.1.2.2 | Web based information management system |  |  | weeks |  | 0 | 1 | Item |  | 0
| Provision of system | [5 empty] | 1 | Item |  | 0
| Uploading of data |  |  | weeks |  | 0 | 1 | Item |  | 0
| Training of building user's staff in the operation of the web based management system |  |  |  |  | 0 | 1 | Item |  | 0
1.1.3 | Completion & Post Completion Records |  |  |  |  | 0 |  |  |  | 0
1.1.3.1 | Handover Requirements |  |  | weeks |  | 0 | 1 | Item |  | 0
| Training of building user's staff in the operation and maintenance of the building engineering services systems. |  |  | weeks |  |  | 1 | Item |  | 0
| Provision of spare parts for maintenance of the building engineering services. |  |  | weeks |  |  | 1 | Item |  | 0
| Provision of tools and portable indicating instruments for the operation and maintenance of building engineering services systems |  |  | weeks |  |  | 1 | Item |  | 0
1.1.3.2 | Operation and maintenance services |  |  | weeks |  | 0 | 1 | Item |  | 0
| Operation and maintenance of building engineering services installations, mechanical plant and equipment and the like during the defects liability period, period for rectifying defects, maintenance period or other specified period. |  |  | Item |  |  | 1 | Item
1.1.3.3 | Landscape management services |  |  | weeks |  | 0 | 1 | Item |  | 0
| Maintenance of internal and external planting |  |  | Item |  |  | 1 | Item
1.2 | MAIN CONTRACTOR'S COST ITEMS |  |  |  |  | 0 |  |  |  | 0
1.2.1 | Management and staff |  |  |  |  | 0 |  |  |  | 0
1.2.1.1 | Project specific management and staff |  |  | weeks |  | 0 | 1 | Item |  | 0
| Project manager / director |  |  | weeks |  | 0
| Construction manager |  |  | weeks |  | 0
| Supervisors |  |  | weeks |  | 0
| Health and Safety manager/ officer |  |  | weeks |  | 0
| Commissioning manager |  |  | weeks |  | 0
| Planning/ programme manager and staff |  |  | weeks |  | 0
| Senior/ Managing Quantity surveyor |  |  | weeks |  | 0
| Project Quantity surveyor |  |  | weeks |  | 0
| Procurement manager |  |  | weeks |  | 0
| Design manager |  |  | weeks |  | 0
| Project engineers |  |  | weeks |  | 0
| Environmental engineer |  |  | weeks |  | 0
| Temporary works design engineer |  |  | weeks |  | 0
| Materials management / storeman |  |  | weeks |  | 0
| Administration staff |  |  | weeks |  | 0
| Other management and staff |  |  | weeks |  | 0
|  |  |  | weeks |  | 0
|  |  |  | weeks |  | 0
|  |  |  | weeks |  | 0
1.2.1.2 | Visiting management and staff |  |  | weeks |  | 0 | 1 | Item |  | 0
| Managing / Regional / Operations / Commercial Directors etc. |  |  | weeks |  | 0 | 1 | item |  | 0
| Quality manager |  |  | weeks |  | 0 | 1 | item |  | 0
| Contracts / Commercial manager |  |  | weeks |  | 0 | 1 | item |  | 0
| Health and Safety manager |  |  | weeks |  | 0 | 1 | item |  | 0
| Environmental manager |  |  | weeks |  | 0 | 1 | item |  | 0
| Other visiting staff |  |  | weeks |  | 0 | 1 | item |  | 0
1.2.1.3 | Extraordinary support costs |  |  | weeks |  | 0 | 1 | Item |  | 0
| Legal advice costs | [5 empty] | 1 | item |  | 0
| Recruitment costs | [5 empty] | 1 | Item |  | 0
| Team building costs | [5 empty] | 1 | Item |  | 0
| Other extraordinary support costs | [5 empty] | 1 | Item |  | 0
| Day Transport |  |  | weeks |  | 0
| Personnel transport |  |  | weeks |  | 0
| Temporary living accommodation |  |  | weeks |  | 0 | 1 | Item |  | 0
| Subsistence payments |  |  | weeks |  | 0
| Out of normal hours working |  |  | weeks |  | 0
|  |  |  | weeks |  | 0
1.2.1.4 | Staff travel |  |  | weeks |  | 0 | 1 | Item |  | 0
Costs associated with off site visits such as:
| employers/ consultants offices |  |  | weeks |  | 0 | 1 | Item |  | 0
| subcontractors offices |  |  | weeks |  | 0 | 1 | Item |  | 0
| Accommodation charges / overnight expenses |  |  | weeks |  | 0 | 1 | Item |  | 0
1.2.2 | Site establishment |  |  |  |  | 0 |  |  |  | 0
1.2.2.1 | Site accommodation |  |  | weeks |  | 0 | 1 | Item |  | 0
Main contractor and common user temporary site accommodation:
Type
| Offices |  |  | weeks |  | 0 | 1 | item |  | 0
| Meeting Rooms |  |  | weeks |  | 0 | 1 | item |  | 0
| Canteens/ kitchens |  |  | weeks |  | 0 | 1 | item |  | 0
| Drying rooms |  |  | weeks |  | 0 | 1 | item |  | 0
| toilets and washrooms |  |  | weeks |  | 0 | 1 | item |  | 0
| first aid room |  |  | weeks |  | 0 | 1 | item |  | 0
| laboratories |  |  | weeks |  | 0 | 1 | item |  | 0
| workshops |  |  | weeks |  | 0 | 1 | item |  | 0
| secure stores |  |  | weeks |  | 0 | 1 | item |  | 0
| compounds ( inc containers) |  |  | weeks |  | 0 | 1 | item |  | 0
| Security control room |  |  | weeks |  | 0 | 1 | item |  | 0
| stairs & office staging |  |  | weeks |  | 0 | 1 | item |  | 0
1.2.2.2 | Temporary works in connection with site establishment |  |  | weeks |  | 0 | 1 | Item |  | 0
| Temporary bases and foundations for site accommodation, including maintenance and reinstatement of existing surfacing on completion of works |  |  | item |  | 0 | 1 | item |  | 0
| Connections to temporary service, including maintenance and removal on completion of works |  |  | item |  | 0 | 1 | item |  | 0
| Connections to temporary drainage, including maintenance and removal on completion of works |  |  | item |  | 0 | 1 | item |  | 0
| Temporary site roads, paths and pavings (including on-site car parking), including reinstatement of existing surfacing on completion of works |  |  | item |  | 0 | 1 | item |  | 0
| Temporary surface water drainage to temporary site roads, paths & pavements including maintenance and removal on completion of works |  |  | item |  | 0 | 1 | item |  | 0
1.2.2.3 | Furniture & Equipment |  |  | weeks |  | 0 | 1 | Item |  | 0
| Workstations for staff, including maintenance |  |  | weeks |  | 0 | 1 | item |  | 0
| General office furniture, including maintenance |  |  | weeks |  | 0 | 1 | item |  | 0
| Conference / meeting room furniture, including maintenance |  |  | weeks |  | 0 | 1 | item |  | 0
| Photocopiers, including purchase/rental, maintenance and other running costs |  |  | weeks |  | 0 | 1 | item |  | 0
| Canteen furniture, including maintenance |  |  | weeks |  | 0 | 1 | item |  | 0
| Canteen equipment including purchase/rental, maintenance and other running costs |  |  | weeks |  | 0 | 1 | item |  | 0
| Floor coverings including maintenance |  |  | weeks |  | 0 | 1 | item |  | 0
| Water dispensers including purchase/rental, maintenance and other running costs |  |  | weeks |  | 0 | 1 | item |  | 0
| Heaters, including maintenance of heaters |  |  | weeks |  | 0 | 1 | item |  | 0
| Other office equipment, including maintenance |  |  | weeks |  | 0 | 1 | item |  | 0
| Removal of furniture and equipment |  |  | weeks |  | 0 | 1 | item |  | 0
| Maintenance of furniture and floor covering |  |  | weeks |  | 0 | 1 | item |  | 0
1.2.2.4 | IT systems |  |  | weeks |  | 0 | 1 | Item |  | 0
| Computer hardware, including purchase / rental, installation, initial set up, maintenance and running costs |  |  | weeks |  | 0 | 1 | item |  | 0
| Software and software licences |  |  | weeks |  | 0 | 1 | item |  | 0
| Modem lines, modems and connections |  |  | weeks |  | 0 | 1 | item |  | 0
| WAN lines and connections |  |  | weeks |  | 0 | 1 | item |  | 0
| Line rental charges |  |  | weeks |  | 0 | 1 | item |  | 0
| internet/ website addresses |  |  | weeks |  | 0 | 1 | item |  | 0
| Internet service provider charges |  |  | weeks |  | 0 | 1 | item |  | 0
| Line calls charges |  |  | weeks |  | 0 | 1 | item |  | 0
| IT support and maintenance |  |  | weeks |  | 0 | 1 | item |  | 0
1.2.2.5 | Consumables and services |  |  | weeks |  | 0 | 1 | Item |  | 0
| Stationery |  |  | weeks |  | 0 | 1 | item |  | 0
| Computer and printer consumables |  |  | weeks |  | 0 | 1 | item |  | 0
| Postage and Courier charges |  |  | weeks |  | 0 | 1 | item |  | 0
| Tea, coffee, water bottles etc |  |  | weeks |  | 0 | 1 | item |  | 0
| First aid consumables |  |  | weeks |  | 0 | 1 | item |  | 0
| Photocopier/ Fax / Drawing printer consumables |  |  | weeks |  | 0 | 1 | item |  | 0
1.2.2.6 | Brought-in-services (outsourced) |  |  | weeks |  | 0 | 1 | Item |  | 0
| Catering |  |  | weeks |  | 0 | 1 | item |  | 0
| Equipment Maintenance |  |  | weeks |  | 0 | 1 | item |  | 0
| Document management |  |  | weeks |  | 0 | 1 | item |  | 0
| Printing |  |  | weeks |  | 0 | 1 | item |  | 0
| Staff transport |  |  | weeks |  | 0 | 1 | item |  | 0
| Off-site parking charges |  |  | weeks |  | 0 | 1 | item |  | 0
| Meeting Room facilities |  |  | weeks |  | 0 | 1 | item |  | 0
| Photographic services |  |  | weeks |  | 0 | 1 | item |  | 0
| Other |  |  | weeks |  | 0 | 1 | item |  | 0
1.2.2.7 | Sundries |  |  | weeks |  | 0 | 1 | Item |  | 0
| Main contractor signboard |  |  | weeks |  | 0 | 1 | item |  | 0
| Safety and information notice boards |  |  | weeks |  | 0 | 1 | item |  | 0
| Fire points |  |  | weeks |  | 0 | 1 | item |  | 0
| Shelters |  |  | weeks |  | 0 | 1 | item |  | 0
| Tool stores |  |  | weeks |  | 0 | 1 | item |  | 0
| Crane signage |  |  | weeks |  | 0 | 1 | item |  | 0
| Employers composite signboards |  |  | weeks |  | 0 | 1 | item |  | 0
1.2.3 | Temporary Services |  |  |  |  | 0 |  |  |  | 0
1.2.3.1 | Temporary water supply |  |  | weeks |  | 0 | 1 | Item |  | 0
| Temporary connections |  |  | weeks |  | 0 | 1 | item |  | 0
| Distribution equipment, installation and adaptions |  |  | weeks |  | 0 | 1 | item |  | 0
| Meter charges |  |  | weeks |  | 0 | 1 | item |  | 0
1.2.3.2 | Temporary gas supply |  |  | weeks |  | 0 | 1 | Item |  | 0
| Gas connection |  |  | weeks |  | 0 | 1 | item |  | 0
| Distribution equipment, installation and adaptions |  |  | weeks |  | 0 | 1 | item |  | 0
| Charges |  |  | weeks |  | 0 | 1 | item |  | 0
| Bottled gas |  |  | weeks |  | 0 | 1 | item |  | 0
1.2.3.3 | Temporary electricity supply |  |  | weeks |  | 0 | 1 | Item |  | 0
| Temporary connections |  |  | weeks |  | 0 | 1 | item |  | 0
| Temporary electrical supply for tower cranes |  |  | weeks |  | 0 | 1 | item |  | 0
| Charges - power consumption for site establishment |  |  | weeks |  | 0 | 1 | item |  | 0
| Charges - power consumption for the works |  |  | weeks |  | 0 | 1 | item |  | 0
| Distribution equipment, installation and adaptions |  |  | weeks |  | 0 | 1 | item |  | 0
| Attendance |  |  | weeks |  | 0 | 1 | item |  | 0
| Uninterrupted power supply (UPS) |  |  | weeks |  | 0 | 1 | item |  | 0
| Temporary substation modifications |  |  | weeks |  | 0 | 1 | item |  | 0
1.2.3.4 | Temporary telecommunication systems |  |  | weeks |  | 0 | 1 | Item |  | 0
| Landlines ( including connection and rental) telephone & ISDN |  |  | weeks |  | 0 | 1 | item |  | 0
| Telephone & Fax equipment (including installation & maintenance) |  |  | weeks |  | 0 | 1 | item |  | 0
| Mobiles |  |  | weeks |  | 0 | 1 | item |  | 0
| Telephone charges |  |  | weeks |  | 0 | 1 | item |  | 0
| Radios (including purchase / Rental charges) |  |  | weeks |  | 0 | 1 | item |  | 0
1.2.3.5 | Temporary drainage |  |  | weeks |  | 0 | 1 | Item |  | 0
| Temporary mains |  |  | weeks |  | 0 | 1 | item |  | 0
| Septic tanks |  |  | weeks |  | 0 | 1 | item |  | 0
| On-site pre-treatment plant |  |  | weeks |  | 0 | 1 | item |  | 0
| Holding tanks |  |  | weeks |  | 0 | 1 | item |  | 0
| Sewage pumping |  |  | weeks |  | 0 | 1 | item |  | 0
| Distribution pipework etc |  |  | weeks |  | 0 | 1 | item |  | 0
| Distribution equipment, installation and adaptions |  |  | weeks |  | 0 | 1 | item |  | 0
| Disposal Charges (i.e. Rates) |  |  | weeks |  | 0 | 1 | item |  | 0
| Disposal Costa (i.e. Tanker charges) |  |  | weeks |  | 0 | 1 | item |  | 0
1.2.4 | Security |  |  |  |  | 0 |  |  |  | 0
1.2.4.1 | Security staff |  |  | weeks |  | 0 | 1 | Item |  | 0
| Security Guards (day & night) |  |  | hrs |  | 0 | 1 | item |  | 0
| Watchmen (day & night) |  |  | hrs |  | 0 | 1 | item |  | 0
1.2.4.2 | Security equipment |  |  | weeks |  | 0 | 1 | Item |  | 0
| Site pass issue equipment, inc maintenance and removal |  |  | item |  | 0 | 1 | item |  | 0
| Site pass consumables |  |  | item |  | 0 | 1 | item |  | 0
| CCTV surveillance installation inc maintenance and removal |  |  | item |  | 0 | 1 | item |  | 0
| Temporary vehicle control barriers inc maintenance and removal |  |  | nr |  | 0 | 1 | item |  | 0
1.2.4.3 | Hoardings, fences and gates |  |  | weeks |  | 0 | 1 | Item |  | 0
| Perimeter hoardings and fencing and the like to site boundaries and to form site compounds |  |  | weeks |  | 0 |  | m |  | 0
| Access gates including frames and ironmongery |  |  | weeks |  | 0 |  | nr |  | 0
| Painting of hoardings, fencing, gates, and the like |  |  | weeks |  | 0 |  | m |  | 0
| Temporary doors |  |  | weeks |  | 0 |  | nr |  | 0
| Modification to line of hoarding, fencing, gates and the like |  |  | weeks |  | 0 |  | item |  | 0
| Dismantling and removal of hoarding, fencing, gates and the like |  |  | weeks |  | 0 |  | m |  | 0
1.2.5 | Safety and environmental protection |  |  |  |  | 0 |  |  |  | 0
1.2.5.1 | Safety programme | Works required to satisfy requirements of CDM Regulations: |  | weeks |  | 0 | 1 | Item |  | 0
| Health and Safety officer |  |  | weeks |  | 0 |  | item |  | 0
| Safety audits |  |  | weeks |  | 0 |  | item |  | 0
| Staff safety training |  |  | weeks |  | 0 |  | item |  | 0
| Notices and information to neighbours |  |  | weeks |  | 0 |  | item |  | 0
| Personal protective equipment (inc for employer and consultants) |  |  | weeks |  | 0 |  | item |  | 0
| PPE for multi service gangs |  |  | weeks |  | 0 |  | item |  | 0
| Fire Points |  |  | weeks |  | 0 |  | item |  | 0
| Temporary fire alarms |  |  | weeks |  | 0 |  | item |  | 0
| Fire extinguishers |  |  | weeks |  | 0 |  | item |  | 0
| Statutory safety signage |  |  | weeks |  | 0 |  | item |  | 0
| Nurse |  |  | weeks |  | 0 |  | item |  | 0
| Traffic marshals |  |  | weeks |  | 0 |  | item |  | 0
1.2.5.2 | Barriers and safety scaffolding |  |  | weeks |  | 0 | 1 | Item |  | 0
| Guard rails and edge protection |  |  | weeks |  | 0 |  | item |  | 0
| Temporary staircase balustrades |  |  | weeks |  | 0 |  | item |  | 0
| Lift shaft protection |  |  | weeks |  | 0 |  | item |  | 0
| Protection to holes and openings in floor slabs |  |  | weeks |  | 0 |  | item |  | 0
| Debris netting / plastic sheeting |  |  | weeks |  | 0 |  | item |  | 0
| Fan protection |  |  | weeks |  | 0 |  | item |  | 0
| Scaffold inspections |  |  | weeks |  | 0 |  | item |  | 0
| Hoist run-offs |  |  | weeks |  | 0 |  | item |  | 0
| Protective walkways |  |  | weeks |  | 0 |  | item |  | 0
| Other safety measures |  |  | weeks |  | 0 |  | item |  | 0
1.2.5.3 | Environmental protection measures |  |  | weeks |  | 0 | 1 | Item |  | 0
| Control of pollution |  |  | item |  | 0 |  | item |  | 0
| Residual control of noise |  |  | item |  | 0 |  | item |  | 0
| Environmental monitoring |  |  | item |  | 0 |  | item |  | 0
| Environmental manager/ consultant |  |  | item |  | 0 |  | item |  | 0
| Environmental audits |  |  | item |  | 0 |  | item |  | 0
1.2.6 | Control and protection |  |  |  |  | 0 |  |  |  | 0
1.2.6.1 | Survey, inspection and monitoring |  |  | weeks |  | 0 | 1 | Item |  | 0
| Surveys |  |  | weeks |  | 0 |  | item |  | 0
| Topographical survey |  |  | weeks |  | 0 |  | item |  | 0
| Non-employer dilapidation survey |  |  | weeks |  | 0 |  | item |  | 0
| Structural/dilapidations survey adjoining buildings |  |  | weeks |  | 0 |  | item |  | 0
| Environmental surveys |  |  | weeks |  | 0 |  | item |  | 0
| Movement monitoring |  |  | weeks |  | 0 |  | item |  | 0
| Maintenance and inspection costs |  |  | weeks |  | 0 |  | item |  | 0
1.2.6.2 | Setting out |  |  | weeks |  | 0 | 1 | Item |  | 0
| Setting out primary grids |  |  | weeks |  | 0 |  | item |  | 0
| Grid transfers and level checks |  |  | weeks |  | 0 |  | item |  | 0
| Maintenance of grids |  |  | weeks |  | 0 |  | item |  | 0
| Take over control and independent checks (i.e. on change of subcontractors) |  |  | weeks |  | 0 |  | item |  | 0
| Instruments for setting out |  |  | weeks |  | 0 |  | item |  | 0
1.2.6.3 | Protection of works |  |  | weeks |  | 0 | 1 | Item |  | 0
| Protection of finished works to project handover. |  |  | weeks |  | 0 |  | item |  | 0
| Protection of stairs, balustrades and the like works to project handover. |  |  | weeks |  | 0 |  | item |  | 0
| Protection of fittings and furniture works to project handover |  |  | weeks |  | 0 |  | item |  | 0
| Protection of entrance doors and frames works to project handover |  |  | weeks |  | 0 |  | item |  | 0
| Protection of lift cars and doors works to project handover |  |  | weeks |  | 0 |  | item |  | 0
| Protection of specifically vulnerable products to project handover |  |  | weeks |  | 0 |  | item |  | 0
| Protection of all sundry items |  |  | weeks |  | 0 |  | item |  | 0
1.2.6.4 | Samples |  |  | weeks |  | 0 | 1 | Item |  | 0
| Provision of samples |  |  | weeks |  | 0 |  | item |  | 0
| Provision of sample room |  |  | weeks |  | 0 |  | item |  | 0
| Mock-ups and sample panels |  |  | weeks |  | 0 |  | item |  | 0
| Tresting of samples/mock-ups including testing fees |  |  | weeks |  | 0 |  | item |  | 0
| On-site laboratory equipment |  |  | weeks |  | 0 |  | item |  | 0
| Mock-ups of prefabricated units |  |  | weeks |  | 0 |  | item |  | 0
1.2.6.5 | Environmental control of building |  |  | weeks |  | 0 | 1 | Item |  | 0
| Dry out building |  |  | week |  |  |  | item |  | 0
| Temporary heating/ cooling |  |  | week |  |  |  | item |  | 0
| Temporary waterproofing, including over-roofs |  |  | week |  |  |  | item |  | 0
| Temporary enclosures |  |  | week |  |  |  | item |  | 0
1.2.7 | Mechanical plant |  |  |  |  | 0 |  |  |  | 0
1.2.7.1 | Generally |  |  | weeks |  | 0 | 1 | Item |  | 0
| Common user mechanical plant and equipment used in construction operations |  |  | week |  |  |  | item
1.2.7.2 | Tower cranes Type |  |  | weeks |  | 0 | 1 | Item |  | 0
| Hire charges |  |  | week |  | 0 |  | item |  | 0
| Crane operator |  |  | week |  | 0 |  | item |  | 0
| Overtime for crane operator |  |  | week |  | 0 |  | item |  | 0
| Piles for tower crane base including maintenance removal |  |  | week |  | 0 |  | item |  | 0
| Temporary bases for tower cranes |  |  | week |  | 0 |  | item |  | 0
| Ties |  |  | week |  | 0 |  | item |  | 0
| Connections to temporary electrical supply |  |  | week |  | 0 |  | item |  | 0
| Bring to site, erection, test and commissioning |  |  | week |  | 0 |  | item |  | 0
| Periodic safety checks/inspections |  |  | week |  | 0 |  | item |  | 0
| Dismantling and removing from site |  |  | week |  | 0 |  | item |  | 0
| Other specific tower crane costs (Chain pack, relief operator, banksman, man cage) |  |  | week |  | 0 |  | item |  | 0
| Temporary voids in building structure |  |  | week |  | 0 |  | item |  | 0
1.2.7.3 | Mobile cranes Type |  |  | visits |  | 0 | 1 | Item |  | 0
| Hire charges |  |  | visits |  | 0
| Attendance |  |  | visits |  | 0
| Other specific mobile crane costs |  |  | visits |  | 0
1.2.7.4 | Hoists Type |  |  | weeks |  | 0 | 1 | Item |  | 0
| Goods & passenger hoist including protection cages and embedment frames |  |  | week |  | 0 |  | item |  | 0
| Hoist bases |  |  | week |  | 0 |  | item |  | 0
| Bring to site, erection, test and commissioning | [6 empty] | item |  | 0
| Dismantling and removing from site | [6 empty] | item |  | 0
| Protection Systems |  |  | week |  | 0 |  | item |  | 0
| Hoist operator, including overtime |  |  | week |  | 0 |  | item |  | 0
| Beam hoists |  |  | week |  | 0 |  | item |  | 0
| Periodic safety checks/inspections |  |  | week |  | 0 |  | item |  | 0
| Other costs specific to hoist installations |  |  | week |  | 0 |  | item |  | 0
1.2.7.5 | Access plant |  |  | weeks |  | 0 | 1 | Item |  | 0
| Fork lifts |  |  | week |  | 0 |  | item |  | 0
| Scissor lifts |  |  | week |  | 0 |  | item |  | 0
| Loading platforms |  |  | week |  | 0 |  | item |  | 0
| Maintenance of mechanical access equipment |  |  | week |  | 0 |  | item |  | 0
| Other costs specific to mechanical access equipment |  |  | week |  | 0 |  | item |  | 0
1.2.7.6 | Concrete plant |  |  | weeks |  | 0 | 1 | Item |  | 0
| Concrete plant |  |  | week |  | 0 |  | item |  | 0
| Plant operator |  |  | week |  | 0 |  | item |  | 0
| Overtime for plant operator |  |  | week |  | 0 |  | item |  | 0
| Bases for concrete plant |  |  | week |  | 0 |  | item |  | 0
| Power connections, including cabling and statutory undertakers charges for temporary connection to their supply |  |  | week |  | 0 |  | item |  | 0
| Bring to site, erection, test and commissioning | [6 empty] | item |  | 0
| Maintenance of concrete plant |  |  | week |  | 0 |  | item |  | 0
| Dismantling and removing from site | [6 empty] | item |  | 0
1.2.7.7 | Other plant |  |  | weeks |  | 0 | 1 | Item |  | 0
| Small plant and tools |  |  | week |  | 0 |  | item |  | 0
1.2.8 | Temporary works |  |  |  |  | 0 |  |  |  | 0
1.2.8.1 | Access scaffolding |  |  | weeks |  | 0 | 1 | Item |  | 0
| Access scaffolding Type | Access Scaffold to elevations, etc external
| Bringing to site, erecting and initial safety checks | [5 empty] | 1 | item |  | 0
| Hire Charges |  |  | week |  | 0
| Altering and adapting during construction | [5 empty] | 1 | item |  | 0
| Dismantling and removing from site | [5 empty] | 1 | item |  | 0
| Access scaffolding Type | Access Scaffold to lift shafts, etc internal
| Bringing to site, erecting and initial safety checks | [5 empty] | 1 | item |  | 0
| Hire Charges |  |  | week |  | 0
| Altering and adapting during construction | [5 empty] | 1 | item |  | 0
| Dismantling and removing from site | [5 empty] | 1 | item |  | 0
| Access scaffolding Type | Loading platforms
| Bringing to site, erecting and initial safety checks | [5 empty] | 1 | item |  | 0
| Hire Charges |  |  | week |  | 0
| Altering and adapting during construction | [5 empty] | 1 | item |  | 0
| Dismantling and removing from site | [5 empty] | 1 | item |  | 0
| Access scaffolding Type | Staircases
| Bringing to site, erecting and initial safety checks | [5 empty] | 1 | item |  | 0
| Hire Charges |  |  | week |  | 0
| Altering and adapting during construction | [5 empty] | 1 | item |  | 0
| Dismantling and removing from site | [5 empty] | 1 | item |  | 0
1.2.8.2 | Temporary works |  |  | weeks |  | 0 | 1 | Item |  | 0
| Common user Type | support scaffold & Propping
| Bringing to site, erecting and initial safety checks | [5 empty] | 1 | item |  | 0
| Hire Charges |  |  | week |  | 0
| Altering and adapting during construction | [5 empty] | 1 | item |  | 0
| Dismantling and removing from site | [5 empty] | 1 | item |  | 0
| Common user Type | Crash Decks
| Bringing to site, erecting and initial safety checks | [5 empty] | 1 | item |  | 0
| Hire Charges |  |  | week |  | 0
| Altering and adapting during construction | [5 empty] | 1 | item |  | 0
| Dismantling and removing from site | [5 empty] | 1 | item |  | 0
| Common user Type | Temporary protection
| Bringing to site, erecting and initial safety checks | [5 empty] | 1 | item |  | 0
| Hire Charges |  |  | week |  | 0
| Altering and adapting during construction | [5 empty] | 1 | item |  | 0
| Dismantling and removing from site | [5 empty] | 1 | item |  | 0
| Common user Type | Floodlights
| Bringing to site, erecting and initial safety checks | [5 empty] | 1 | item |  | 0
| Hire Charges |  |  | week |  | 0
| Altering and adapting during construction | [5 empty] | 1 | item |  | 0
| Dismantling and removing from site | [5 empty] | 1 | item |  | 0
1.2.9 | Site Records |  |  |  |  | 0 |  |  |  | 0
1.2.9.1 | Site Records |  |  | weeks |  | 0 | 1 | Item |  | 0
| Photography |  |  | week |  | 0 | 1 | item |  | 0
| Works Records |  |  | week |  | 0 | 1 | item |  | 0
1.2.10 | Completion and post completion requirements |  |  |  |  | 0 |  |  |  | 0
1.2.10.1 | Testing and commissioning plan |  |  | weeks |  | 0 | 1 | Item |  | 0
| Preparation of Commissioning plan |  |  | week |  |  | 1 | item |  | 0
1.2.10.1 | Handover |  |  | weeks |  | 0 | 1 | Item |  | 0
| Preparation of Handover plan | [5 empty] | 1 | item |  | 0
| Training of building users staff | [5 empty] | 1 | item |  | 0
| Provision of spare parts | [5 empty] | 1 | item |  | 0
| Provision of tools and portable instruments | [5 empty] | 1 | item |  | 0
| Precompletion inspections | [5 empty] | 1 | item |  | 0
| Final inspections | [5 empty] | 1 | item |  | 0
1.2.10.1 | Post completion services |  |  | weeks |  | 0 | 1 | Item |  | 0
| Supervisory staff |  |  | week |  | 0
| Handyman |  |  | week |  | 0
| Minor materials and sundry items | [5 empty] | 1 | item |  | 0
| Insurances | [5 empty] | 1 | item |  | 0
| Other post contract staff |  |  | week |  | 0
1.2.11 | Cleaning |  |  |  |  | 0 |  |  |  | 0
1.2.11.1 | Site tidy |  |  | weeks |  | 0 | 1 | Item |  | 0
| Cleaning site accommodation |  |  | week |  | 0 |  | item |  | 0
| Periodic maintenance of site accommodation |  |  | week |  | 0 |  | item |  | 0
| Waste management incl rubbish disposal, skips etc |  |  | week |  | 0 |  | item |  | 0
| Pest control |  |  | week |  | 0 |  | item |  | 0
1.2.11.2 | Maintenance of roads, paths and pavings |  |  | weeks |  | 0 | 1 | Item |  | 0
| Maintenance of temporary site roads, paths and pavements |  |  | week
| Maintenance of public and private roads, including wheel spinners and road sweepers |  |  | week
1.2.11.2 | Building clean |  |  | weeks |  | 0 | 1 | Item |  | 0
| Final builders clean | [5 empty] | 1 | item |  | 0
1.2.12 | Fees and charges |  |  |  |  | 0 |  |  |  | 0
1.2.12.1 | Fees |  |  | weeks |  | 0 | 1 | Item |  | 0
| Building control fees, where not paid by the Employer | [5 empty] | 1 | item |  | 0
| Oversailing fees, where not paid by the Employer | [5 empty] | 1 | item |  | 0
| Considerate Constructors Scheme fees | [5 empty] | 1 | item |  | 0
| Scheme registration fees | [5 empty] | 1 | item |  | 0
1.2.12.2 | Charges |  |  | weeks |  | 0 | 1 | Item |  | 0
| Rates on temporary accommodation | [5 empty] | 1 | item |  | 0
| Licences in connection with hoardings, scaffolding, gantries and the like | [5 empty] | 1 | item |  | 0
| Licences in connection with crossovers, parking permits, bay suspensions and the like | [5 empty] | 1 | item |  | 0
1.2.13 | Site services |  |  |  |  | 0 |  |  |  | 0
1.2.13.1 | Temporary works |  |  | weeks |  | 0 | 1 | Item |  | 0
Temporary works not specific to an element of the works
|  | Temporary screens |  |  |  |  | 1 | item |  | 0
|  | Supports to openings |  |  |  |  | 1 | item |  | 0
|  | Supports to unstable structures |  |  |  |  | 1 | item |  | 0
1.2.13.2 | Multi-service gang |  |  | weeks |  | 0 | 1 | Item |  | 0
| Ganger |  |  | week |  | 0
| labourer |  |  | week |  | 0
| Fork Lift driver |  |  | week |  | 0
| Service gang plant and transport |  |  | week |  | 0
1.2.14 | Insurance, bonds, guarantees and warranties |  |  |  |  | 0 |  |  |  | 0
1.2.14.1 | Works insurance |  |  | weeks |  | 0 | 1 | Item |  | 0
| Contractor's All Risks (CAR) insurance |  |  | week |  | 0 |  | item |  | 0
| Contractor's plant and equipment insurance |  |  | week |  | 0 |  | item |  | 0
| Temporary buildings insurance |  |  | week |  | 0 |  | item |  | 0
| Terrorism insurance |  |  | week |  | 0 |  | item |  | 0
| Other insurances in connection with the works |  |  | week |  | 0 |  | item |  | 0
| Insurance premium tax (IPT) |  |  | week |  | 0 |  | item |  | 0
| Allowance for recovery of all or part of insurance premium excess |  |  | week |  | 0 |  | item |  | 0
1.2.14.2 | Public liability insurance |  |  | weeks |  | 0 | 1 | Item |  | 0
| Non-negligence insurance |  |  | week |  | 0 |  | item |  | 0
| Professional indemnity insurance |  |  | week |  | 0 |  | item |  | 0
| Insurance premium tax (IPT) |  |  | week |  | 0 |  | item |  | 0
| Allowance for recovery of all or part of insurance premium excess |  |  | week |  | 0 |  | item |  | 0
1.2.14.3 | Employer's (main contractor's) liability insurance |  |  | weeks |  | 0 | 1 | Item |  | 0
| Management and staff, including administration staff |  |  | week |  | 0 |  | item |  | 0
| Works operatives |  |  | week |  | 0 |  | item |  | 0
| Insurance premium tax (IPT) |  |  | week |  | 0 |  | item |  | 0
| Allowance for recovery of all or part of insurance premium excess |  |  | week |  | 0 |  | item |  | 0
1.2.14.4 | Other Insurances |  |  | weeks |  | 0 | 1 | Item |  | 0
| Employers loss of liquidated damages |  |  | week |  | 0 |  | item |  | 0
| Latent defects cover |  |  | week |  | 0 |  | item |  | 0
| Motor vehicles |  |  | week |  | 0 |  | item |  | 0
| Other Insurances |  |  | week |  | 0 |  | item |  | 0
| Insurance premium tax (IPT) |  |  | week |  | 0 |  | item |  | 0
| Allowance for recovery of all or part of insurance premium excess |  |  | week |  | 0 |  | item |  | 0
1.2.14.5 | Bonds |  |  | weeks |  | 0 | 1 | Item |  | 0
| Tender Bonds (if applicable) |  |  | week |  | 0 |  | item |  | 0
| Performance Bonds |  |  | week |  | 0 |  | item |  | 0
1.2.14.6 | Guarantees |  |  | weeks |  | 0 | 1 | Item |  | 0
| Parent company guarantees |  |  | item |  | 0 |  | item |  | 0
| Product guarantees, insurance backed guarantees |  |  | item |  | 0 |  | item |  | 0
1.2.14.7 | Warranties |  |  | weeks |  | 0 | 1 | Item |  | 0
| Collateral warranties |  |  | item |  | 0 |  | item |  | 0
| Funders warranties |  |  | item |  | 0 |  | item |  | 0
| Purchaser and tenant warranties |  |  | item |  | 0 |  | item |  | 0
| Other warranties |  |  | item |  | 0 |  | item |  | 0
| TOTALS |  |  |  |  | 0 |  |  |  | 0
| TOTAL CARRIED TO MAIN SUMMARY | [8 empty] | 0

## 2 - Enabling Works
DJA 2023 0208 - ORE Test Rig Enabling
|  | Qty | Unit | Rate | £ p
BILL NO. 2 - ENABLING WORKS
NOTE: TO BE READ IN STRICT ACCORDANCE WITH ENGINEER'S DRAWINGS AND SPECIFICATION
THE FOLLOWING IS ALSO TO BE READ IN STRICT ACCORDANCE WITH THE ENVIROCENTRE INVASIVE NON-NATIVE SPECIES MANAGEMENT PLAN REFERENCE 378984-14271 DATED 3RD JULY 2024
ELEMENT 6A - SITEWORKS
BULK EARTHWORKS
C90 - ALTERATIONS SPOT ITEMS
Removal of existing boulders to site entrance
a | various sizes; to allow formation of site access and SSE access | 1 | Item | 0 | 0
D20 EXCAVATING AND FILLING
Site preparation
clearing site vegetation
b | bushes, scrub, undergrowth, hedges and tree stumps not exceeding 600mm girth - Access Road and Yard | 7550 | m2 | 0 | 0
c | bushes, scrub, undergrowth, hedges and tree stumps not exceeding 600mm girth - SSE Substation | 75 | m2 | 0 | 0
Excavating
topsoil for preservation
d | averaged depth assumed 450mm thick (PROVISIONAL) - Access Road and Yard | 7550 | m2 | 0 | 0
e | averaged depth assumed 450mm thick (PROVISIONAL) - Access Road and Yard | 75 | m2 | 0 | 0
to reduce levels
f | maximum depth not exceeding 4.00m; commencing at underside of topsoil strip - Access Road and Yard | 4532 | m3 | 0 | 0
g | maximum depth not exceeding 4.00m; commencing at underside of topsoil strip - SSE Substation | 3 | m3 | 0 | 0
Extra over excavation irrespective of depth for excavating
h | soft spots; include for additional earthwork supports and removal from site; generally (PROVISIONAL) | 453 | m3 | 0 | 0 | 4532 | 10% | 453.2
i | made ground; include for additional earthwork supports and stockpiled for removal from site; generally (PROVISIONAL) | 227 | m3 | 0 | 0 | 4532 | 5% | 226.6
Breaking out existing materials
j | rock; include for additional earthwork supports and stockpiled for removal from site; generally (PROVISIONAL) | 25 | m3 | 0 | 0
Disposal
k | Surface water | 1 | Item | 0 | 0
l | extra over; contractor to allow for Surface Water Management | 1 | Item | 0 | 0
m | Ground water | 1 | Item | 0 | 0
Excavated material
n | topsoil; on site, in temporary spoil heaps | 160 | m3 | 0 | 0 | 160 | for verges |  | 802 | 0.2 | 160.4
o | topsoil; off site; to a tip to be selected by the contractor | 3271 | m3 | 0 | 0 | 7625 | 0.45 | 3431.25 | 3431
|  |  |  | To Summary £ | 0
DJA 2023 0208 - ORE Test Rig Enabling
|  | Qty | Unit | Rate | £ p
Excavated material
a | as dug material from reduced level excavations; on site, in temporary spoil heaps | 2729 | m3 | 0 | 0
b | as dug material from reduced level excavations; off site, to a tip to be selected by the Contractor | 1806 | m3 | 0 | 0
c | made ground from reduced level excavations; off site, to a tip to be selected by the Contractor | 227 | m3 | 0 | 0
d | rock from reduced level excavations; off site, to a tip to be selected by the Contractor | 25 | m3 | 0 | 0
Filling to excavations
Imported Hardcore; Type 1
e | over 250 average thick; obtained off site; soft spots and voids following made ground and rock removal; including all required compaction (PROVISIONAL) | 705 | m3 | 0 | 0
Filling to make up levels
As dug material (see testing below)
f | average thickness exceeding 250 average thick; obtained from on site temporary spoil heaps; depositing in layers 200 maximum; including all required compaction - Access Road and Yard | 2726 | m3 | 0 | 0
g | average thickness exceeding 250 average thick; obtained from on site temporary spoil heaps; depositing in layers 200 maximum; including all required compaction - SSE Substation | 3 | m3 | 0 | 0
Imported Suitable Granular Fill
h | over 250 average thick; obtained off site; additional required; including all required compaction - SSE Substation | 3 | m3 | 0 | 0 | [6 empty] | 55700 | 2729 | 52971 | 0 | 0 | 52971
Imported Suitable Granular Fill
i | over 250 average thick; obtained off site; additional fill if required; including all required compaction (PROVISIONAL) | 136 | m3 | 0 | 0 | 2726 | 5% | 136.3
Surface treatments
Applying Herbicides
j | Application of chemical and/or mechanical treatment as recommended on the current guidance for each species as set out in the treatment schedule forming part of Envirocentres Invasive Non-Native Species Management Plan reference 378984-14271 dated 3rd July 2024; complete | 1 | Item | 0 | 0
Compacting
k | ground | 1 | Item | 0 | 0
l | surfaces of filling | 1 | Item | 0 | 0
m | bottom of excavations | 1 | Item | 0 | 0
|  |  |  | To Summary £ | 0
DJA 2023 0208 - ORE Test Rig Enabling
|  | Qty | Unit | Rate | £ p
Testing
Material Processing & Testing - As Dug Material
All material specifications & testing requirements per Goodson Associates Earthworks Specification
| Volume | 2729 | m3
Material Testing - Nr of Tests to be completed by Contractor
a | Natural moisture content | 0 | Nr | 0 | 0
b | Particle size distribution/uniformity coefficient | 0 | Nr | 0 | 0
c | Dry density/moisture content relationship using vibrating rammer | 0 | Nr | 0 | 0
d | Moisture condition value/moisture consent relationship (if suitable) | 0 | Nr | 0 | 0
e | Los Angeles Coefficient | 0 | Nr | 0 | 0
f | pH and Sulphate | 0 | Nr | 0 | 0
Verification testing - Nr of Test to be completed by Contractor
g | Grading/Uniformity co-efficient | 0 | Nr | 0 | 0
h | MC/MCV (if suitable) | 0 | Nr | 0 | 0
i | OMC/MC | 0 | Nr | 0 | 0
j | PI | 0 | Nr | 0 | 0
k | CBR | 0 | Nr | 0 | 0
l | Plate Load Tests | 0 | Nr | 0 | 0
In Situ Testing - Nr of Tests to be completed by Contractor
m | In situ density (sand replacement or core cutter) | 0 | Nr | 0 | 0
n | Plate loading tests at sub-formation level | 0 | Nr | 0 | 0
o | CBR testing | 0 | Nr | 0 | 0
|  |  |  | To Summary £ | 0
DJA 2023 0208 - ORE Test Rig Enabling
|  | Qty | Unit | Rate | £ p
SUMMARY FOR BILL NO. 2 - ENABLING WORKS
| Total from Page 2 / 1 |  |  |  | 0
| Total from Page 2 / 2 |  |  |  | 0
| Total from Page 2 / 3 |  |  |  | 0
|  |  |  | Total for Project £ | 0

## 3 - Siteworks
DJA 2023 0208 - ORE Test Rig Enabling
|  | Qty | Unit | Rate | £ p
BILL NO. 3 - SITEWORKS
NOTE: TO BE READ IN STRICT ACCORDANCE WITH THE ENGINEER'S DRAWINGS AND SPECIFICATION
ELEMENT 6A - SITEWORKS
WORKS WITHIN EXISTING FOOTWAY - SSE SUBSTATION ACCESS
C90 - ALTERATIONS SPOT ITEMS
Breakout the following; remove all debris off site
Kerbing
a | existing road kerb and foundation | 9 | m | 0 | 0 | 5.31 | 1.828 | 1.828 |  |  |  |  | 8.966
b | existing edging kerb and foundation | 4 | m | 0 | 0 | 3.51 | [6 empty] | 3.51
Tarmac/Type 1
c | existing footway; approximately 160mm thick; consisting of 60mm tar and 200mm type 1 | 14 | m2 | 0 | 0 | 13.66 | 1 | 13.66
Q10 KERBS /EDGINGS /CHANNELS /PAVING ACCESSORIES
Precast concrete; BS 1340 bedded and jointed in mortar bed 25 thick; ST1 concrete kerb log 450 x 150 with 150x125 upstand; haunched one side with concrete ST1 : 12.5 diameter mild steel dowel bars, 200 high at 800 centres; include all excavations, earthwork support, disposal, formwork and backfilling complete
Road kerbs
d | 125 x 255-150; double transition dropper kerb | 2 | Nr | 0 | 0
e | tying in with existing road kerb | 2 | Nr | 0 | 0
Precast concrete; BS 1340 bedded and jointed in mortar bed 25 thick; ST1 concrete kerb log 450 x 150 with 150x125 upstand; haunched one side with concrete ST1 : 12.5 diameter mild steel dowel bars, 200 high at 800 centres; include all excavations, earthwork support, disposal, formwork and backfilling complete
Road kerbs
f | 125 x 150; bullnose kerb with 20mm upstand | 5 | m | 0 | 0 | 5.31 |  | 5.31
Precast concrete; BS 1340 bedded and jointed in mortar bed 15 thick; ST1 concrete kerb log 300 x 100; haunched both sides with concrete ST1; include all excavations, earthwork support, disposal, formwork and backfilling complete
Footway kerbs
g | 50 x 200; round top edging kerb with 50mm upstand | 10 | m | 0 | 0 | 3.24 | 3.21 | 3.5 | 9.95
Extra over for
h | tying in with existing backing kerb | 2 | Nr | 0 | 0
i | making good existing footway tar following installation of kerbing | 6 | m | 0 | 0 | 3.24 | 3.21 |  | 6.45
|  |  |  | To Summary £ | 0
DJA 2023 0208 - ORE Test Rig Enabling
|  | Qty | Unit | Rate | £ p
Q20 GRANULAR SUB-BASES TO ROADS/PAVINGS
| Imported Hardcore; Granular Type 1; to SHW clause 803 | [13 empty] | 1 | 1 | 6.75 | 1 | 0.45 | 3.0375
| Filling to make up levels - Footways | [13 empty] | 1 | 0.5 | 66.88 | 0.45 | 0.45 | 6.7716
a | average thickness not exceeding 250 thick; obtained off site; depositing in layers 200 maximum thickness; including all required compaction | 3 | m3 | 0 | 0 | 13.66 | 0.2 | 2.732 | [6 empty] | 1 | 0.5 | 5.98 | 0.45 | 0.45 | 0.60548
Q22 COATED MACADAM/ ASPHALT ROADS/ PAVINGS
| AC20 dense binder course; 70/100; to SWH clause 1105 | [13 empty] | 1 | 1 | 6.75 | 1 | 0.45 | 3.0375
| Footways | [13 empty] | 1 | 0.5 | 66.88 | 0.45 | 0.45 | 6.7716
b | 40 thick; to fall and crossfalls and to slopes not exceeding 150 from the horizontal | 14 | m2 | 0 | 0 | 13.66 | [8 empty] | 1 | 0.5 | 5.98 | 0.45 | 0.45 | 0.60548
| AC6 dense surface course; 70/100; to SWH clause 1105 | [13 empty] | 1 | 1 | 6.75 | 1 | 0.45 | 3.0375
| Footpaths | [13 empty] | 1 | 0.5 | 66.88 | 0.45 | 0.45 | 6.7716
c | 20 thick; to fall and crossfalls and to slopes not exceeding 150 from the horizontal | 14 | m2 | 0 | 0 | [9 empty] | 1 | 0.5 | 5.98 | 0.45 | 0.45 | 0.60548
[15 empty] | 1 | 0.5 | 66.88 | 0.45 | 0.45 | 6.7716
[15 empty] | 1 | 0.5 | 5.98 | 0.45 | 0.45 | 0.60548
|  |  |  | To Summary £ | 0
DJA 2023 0208 - ORE Test Rig Enabling
|  | Qty | Unit | Rate | £ p
WORKS WITHIN EXISTING FOOTWAY - SITE ACCESS
C90 - ALTERATIONS SPOT ITEMS
Breakout the following; remove all debris off site
Kerbing
a | existing road kerb and foundation | 30 | m | 0 | 0 | 30.19 | [6 empty] | 30.19
b | existing edging kerb and foundation | 2 | m | 0 | 0 | 31.41 | [6 empty] | 31.41
Tarmac/Type 1
c | existing footway; approximately 160mm thick; consisting of 60mm tar and 100mm type 1 | 91 | m2 | 0 | 0 | 58.76 | 15.42 | 16.79 | 90.97
d | extra over; 890mm additional excavation depth below areas to be broken out; including disposal of materials off site | 52 | m3 | 0 | 0 | 58.76 |  |  | 58.76 | 0.89 | 52.2964
e | extra over; working next to existing services; 2 Nr electric ducts, 2 Nr telecoms ducts and 1 Nr Gas Pipe (see Drawing 100C) | 1 | Item | 0 | 0
|  |  |  | To Summary £ | 0
DJA 2023 0208 - ORE Test Rig Enabling
|  | Qty | Unit | Rate | £ p
KERBING
Q10 KERBS /EDGINGS /CHANNELS /PAVING ACCESSORIES
Precast concrete; BS 1340 bedded and jointed in mortar bed 25 thick; ST1 concrete kerb log 450 x 150 with 150x125 upstand; haunched one side with concrete ST1 : 12.5 diameter mild steel dowel bars, 200 high at 800 centres; include all excavations, earthwork support, disposal, formwork and backfilling complete
Road kerbs
a | 125 x 255; half battered kerb with 100mm upstand | 52 | m | 0 | 0 | 16.7 | 17.72 | -1.83 | -1.83 | -1.83 | -1.83 | 12.3 | 12.3 | 51.7
b | tying in with existing road kerb | 2 | Nr | 0 | 0
c | 125 x 255-150; double transition dropper kerb | 4 | Nr | 0 | 0
Precast concrete; BS 1340 bedded and jointed in mortar bed 25 thick; ST1 concrete kerb log 450 x 150 with 150x125 upstand; haunched one side with concrete ST1 : 12.5 diameter mild steel dowel bars, 200 high at 800 centres; include all excavations, earthwork support, disposal, formwork and backfilling complete
Road kerbs
d | 125 x 150; bullnose kerb with 0-6mm upstand | 7 | m | 0 | 0 | 3.6 | 3.61 |  |  |  |  | 7.21
Precast concrete; BS 1340 bedded and jointed in mortar bed 25 thick; ST1 concrete kerb log 300 x 100; haunched both sides with concrete ST1; include all excavations, earthwork support, disposal, formwork and backfilling complete
Footway kerbs
e | 50 x 200; flat top edging kerb with 0mm upstand | 9 | m | 0 | 0 | 4.64 | 4.64 | [5 empty] | 9.28
f | 50 x 200; round top edging kerb with 50mm upstand | 62 | m | 0 | 0 | 10.7 | 10.05 | 7.85 | 8.46 | 12.3 | 12.3 |  | 61.66
g | tying in with existing backing kerb | 2 | Nr | 0 | 0
|  |  |  | To Summary £ | 0
DJA 2023 0208 - ORE Test Rig Enabling
|  | Qty | Unit | Rate | £ p
ADOPTED ROADS
Q20 GRANULAR SUB-BASES TO ROADS/PAVINGS
| Imported Hardcore; Granular Type 1; to SHW clause 803 | [13 empty] | 1 | 1 | 6.75 | 1 | 0.45 | 3.0375
| Filling to make up levels - Road | [13 empty] | 1 | 0.5 | 66.88 | 0.45 | 0.45 | 6.7716
a | average thickness not exceeding 250 thick; obtained off site; depositing in layers 200 maximum thickness; including all required compaction | 12 | m3 | 0 | 0 | 58.76 |  |  |  |  | 58.76 |  | 0.21 | 12.3396 | 1 | 0.5 | 5.98 | 0.45 | 0.45 | 0.60548
| Imported Class 6F2 granular material | [13 empty] | 1 | 1 | 6.75 | 1 | 0.45 | 3.0375
| Filling to make up levels - Road | [13 empty] | 1 | 0.5 | 66.88 | 0.45 | 0.45 | 6.7716
b | average thickness exceeding 250 thick; obtained off site; depositing in layers 200 maximum thickness; including all required compaction | 35 | m3 | 0 | 0 | 58.76 |  |  |  |  | 58.76 |  | 0.6 | 35.256 | 1 | 0.5 | 5.98 | 0.45 | 0.45 | 0.60548
Q22 COATED MACADAM/ ASPHALT ROADS/ PAVINGS
| AC 32 dense base 100/150 to BS EN 13108 | [13 empty] | 1 | 1 | 6.75 | 1 | 0.45 | 3.0375
| Roads | [13 empty] | 1 | 0.5 | 66.88 | 0.45 | 0.45 | 6.7716
c | 140 thick; to fall and crossfalls and to slopes not exceeding 150 from the horizontal | 59 | m2 | 0 | 0 | 58.76 | [8 empty] | 1 | 0.5 | 5.98 | 0.45 | 0.45 | 0.60548
| AC 20 HDM bin des 40/60 to BS EN 13108 | [13 empty] | 1 | 1 | 6.75 | 1 | 0.45 | 3.0375
| Roads | [13 empty] | 1 | 0.5 | 66.88 | 0.45 | 0.45 | 6.7716
d | 55 thick; to fall and crossfalls and to slopes not exceeding 150 from the horizontal | 59 | m2 | 0 | 0 | [9 empty] | 1 | 0.5 | 5.98 | 0.45 | 0.45 | 0.60548
| Hot rolled asphalt 30/14F surf 40/60 des to BS EN 13108 | [13 empty] | 1 | 1 | 6.75 | 1 | 0.45 | 3.0375
| Roads | [13 empty] | 1 | 0.5 | 66.88 | 0.45 | 0.45 | 6.7716
e | 45 thick; to fall and crossfalls and to slopes not exceeding 150 from the horizontal | 59 | m2 | 0 | 0 | [9 empty] | 1 | 0.5 | 5.98 | 0.45 | 0.45 | 0.60548
| Tie in to existing roads | [13 empty] | 1 | 0.5 | 66.88 | 0.45 | 0.45 | 6.7716
f | stepped by course; 900 total width; 240 overall depth | 31 | m | 0 | 0 | [9 empty] | 1 | 0.5 | 5.98 | 0.45 | 0.45 | 0.60548
Q26 SPECIAL SURFACING /PAVINGS FOR SPORT /GENERAL AMENITY
Line markings
to diagram 1003
g | Width not exceeding 300mm, colour white; 200mm wide, 600mm long line with 300mm gap; double line | 13 | m | 0 | 0
to diagram 1004
h | Width not exceeding 300mm, colour white; 100mm wide, 4000mm long line with 2000mm gap; single line | 16 | m | 0 | 0
to diagram 1009
i | Width not exceeding 300mm, colour white; 100mm wide, 600mm long line with 300mm gap; single line | 14 | m | 0 | 0
Letters and Figures
j | give way triangle to diagram 1023; colour white | 1 | Nr | 0 | 0
|  |  |  | To Summary £ | 0
DJA 2023 0208 - ORE Test Rig Enabling
|  | Qty | Unit | Rate | £ p
Q50 SITE/STREET FURNITURE/EQUIPMENT
Steel/aluminium/plastic
Signage
a | giveway sign to diagram 602; including post and foundation | 1 | Nr | 0 | 0
|  |  |  | To Summary £ | 0
DJA 2023 0208 - ORE Test Rig Enabling
|  | Qty | Unit | Rate | £ p
NON-ADOPTED ROADS
Q20 GRANULAR SUB-BASES TO ROADS/PAVINGS
| Imported Hardcore; Granular Type 1; to SHW clause 803 | [13 empty] | 1 | 1 | 6.75 | 1 | 0.45 | 3.0375
| Filling to make up levels - Road | [13 empty] | 1 | 0.5 | 66.88 | 0.45 | 0.45 | 6.7716
a | average thickness not exceeding 250 thick; obtained off site; depositing in layers 200 maximum thickness; including all required compaction | 35 | m3 | 0 | 0 | 74.54 | 89.79 |  |  |  | 164.33 |  | 0.21 | 34.5093 | 1 | 0.5 | 5.98 | 0.45 | 0.45 | 0.60548
| Imported Class 6F2 granular material | [13 empty] | 1 | 1 | 6.75 | 1 | 0.45 | 3.0375
| Filling to make up levels - Road | [13 empty] | 1 | 0.5 | 66.88 | 0.45 | 0.45 | 6.7716
b | average thickness exceeding 250 thick; obtained off site; depositing in layers 200 maximum thickness; including all required compaction | 99 | m3 | 0 | 0 | 74.54 | 89.79 |  |  |  | 164.33 |  | 0.6 | 98.598 | 1 | 0.5 | 5.98 | 0.45 | 0.45 | 0.60548
Q22 COATED MACADAM/ ASPHALT ROADS/ PAVINGS
| AC 32 dense base 100/150 to BS EN 13108 | [13 empty] | 1 | 1 | 6.75 | 1 | 0.45 | 3.0375
| Roads | [13 empty] | 1 | 0.5 | 66.88 | 0.45 | 0.45 | 6.7716
c | 140 thick; to fall and crossfalls and to slopes not exceeding 150 from the horizontal | 164 | m2 | 0 | 0 | 164.33 | [8 empty] | 1 | 0.5 | 5.98 | 0.45 | 0.45 | 0.60548
| AC 20 HDM bin des 40/60 to BS EN 13108 | [13 empty] | 1 | 1 | 6.75 | 1 | 0.45 | 3.0375
| Roads | [13 empty] | 1 | 0.5 | 66.88 | 0.45 | 0.45 | 6.7716
d | 55 thick; to fall and crossfalls and to slopes not exceeding 150 from the horizontal | 164 | m2 | 0 | 0 | [9 empty] | 1 | 0.5 | 5.98 | 0.45 | 0.45 | 0.60548
| Hot rolled asphalt 30/14F surf 40/60 des to BS EN 13108 | [13 empty] | 1 | 1 | 6.75 | 1 | 0.45 | 3.0375
| Roads | [13 empty] | 1 | 0.5 | 66.88 | 0.45 | 0.45 | 6.7716
e | 45 thick; to fall and crossfalls and to slopes not exceeding 150 from the horizontal | 164 | m2 | 0 | 0 | [9 empty] | 1 | 0.5 | 5.98 | 0.45 | 0.45 | 0.60548
| Tie in to new road | [13 empty] | 1 | 0.5 | 66.88 | 0.45 | 0.45 | 6.7716
f | stepped by course; 900 total width; 240 overall depth | 15 | m | 0 | 0 | [9 empty] | 1 | 0.5 | 5.98 | 0.45 | 0.45 | 0.60548
|  |  |  | To Summary £ | 0
DJA 2023 0208 - ORE Test Rig Enabling
|  | Qty | Unit | Rate | £ p
ADOPTED FOOTWAYS
Q20 GRANULAR SUB-BASES TO ROADS/PAVINGS
| Imported Hardcore; Granular Type 1; to SHW clause 803 | [13 empty] | 1 | 1 | 6.75 | 1 | 0.45 | 3.0375
| Filling to make up levels - Footways | [13 empty] | 1 | 0.5 | 66.88 | 0.45 | 0.45 | 6.7716
a | average thickness not exceeding 250 thick; obtained off site; depositing in layers 200 maximum thickness; including all required compaction | 3 | m3 | 0 | 0 | 15.42 | 16.79 |  |  |  |  | 32.21 | 0.1 | 3.221 | 1 | 0.5 | 5.98 | 0.45 | 0.45 | 0.60548
Q22 COATED MACADAM/ ASPHALT ROADS/ PAVINGS
| AC20 dense binder course; 70/100; to SWH clause 1105 | [13 empty] | 1 | 1 | 6.75 | 1 | 0.45 | 3.0375
| Footways | [13 empty] | 1 | 0.5 | 66.88 | 0.45 | 0.45 | 6.7716
b | 40 thick; to fall and crossfalls and to slopes not exceeding 150 from the horizontal | 32 | m2 | 0 | 0 | 32.21 | [8 empty] | 1 | 0.5 | 5.98 | 0.45 | 0.45 | 0.60548
| AC6 dense surface course; 70/100; to SWH clause 1105 | [13 empty] | 1 | 1 | 6.75 | 1 | 0.45 | 3.0375
| Footpaths | [13 empty] | 1 | 0.5 | 66.88 | 0.45 | 0.45 | 6.7716
c | 20 thick; to fall and crossfalls and to slopes not exceeding 150 from the horizontal | 32 | m2 | 0 | 0 | [9 empty] | 1 | 0.5 | 5.98 | 0.45 | 0.45 | 0.60548
| Tie in to existing footpath | [13 empty] | 1 | 0.5 | 66.88 | 0.45 | 0.45 | 6.7716
d | stepped by course; 600 total width; 60 overall depth | 6 | m | 0 | 0 | [9 empty] | 1 | 0.5 | 5.98 | 0.45 | 0.45 | 0.60548
Q25 SLAB BRICK BLOCK SETT COBBLE PAVINGS
| Blister tactile paving; colour - buff; Marshall or equal and approved; 400x400x60; laid on and including 30mm zone 2 sharp sand bedding; all to the manufacturers printed instructions | [13 empty] | 1 | 1 | 6.75 | 1 | 0.45 | 3.0375
Pavings
e | level or to falls | 5 | m2 | 0 | 0 | 2.5 | 2.5 | [6 empty] | 5
|  |  |  | To Summary £ | 0
DJA 2023 0208 - ORE Test Rig Enabling
|  | Qty | Unit | Rate | £ p
SOFT LANDSCAPING
D20 EXCAVATING AND FILLING
Topsoil; from on site temporary spoil heaps
Filling to make up levels
a | not exceeding 250mm deep, verges | 17 | m3 | 0 | 0 | 42.44 | 43.6 |  |  | 86.04 | 0.2 | 17.208
Cultivate, de-stone, and grade
Surface of filling
b | topsoil 200 deep | 86 | m2 | 0 | 0
Q30 SEEDING/TURFING
Wild flower grass seed mix
General surfaces
c | generally | 86 | m2 | 0 | 0
Grass cutting & maintenance
d | Generally | 1 | item | 0 | 0
|  |  |  | To Summary £ | 0
DJA 2023 0208 - ORE Test Rig Enabling
|  | Qty | Unit | Rate | £ p
WORKS WITHIN EXISTING SITE - SSE SUBSTATION ACCESS
D20 EXCAVATING AND FILLING
Excavating
to reduce levels
a | maximum depth not exceeding 1.00m; commencing at existing ground level | 11 | m3 | 0 | 0
Disposal
b | Surface water | 1 | Item | 0 | 0
Excavated material
c | as dug material from reduced level excavations; off site; to a tip to be selected by the contractor | 11 | m3 | 0 | 0
Surface treatments
Compacting
d | ground | 21 | m2 | 0 | 0
e | surfaces of filling | 42 | m2 | 0 | 0
Q10 KERBS /EDGINGS /CHANNELS /PAVING ACCESSORIES
Precast concrete; BS 1340 bedded and jointed in mortar bed 25 thick; ST1 concrete kerb log 450 x 150 with 150x125 upstand; haunched one side with concrete ST1 : 12.5 diameter mild steel dowel bars, 200 high at 800 centres; include all excavations, earthwork support, disposal, formwork and backfilling complete
Road kerbs
f | 125 x 150; bullnose kerb with 20mm upstand | 4 | m | 0 | 0
Precast concrete; BS 1340 bedded and jointed in mortar bed 15 thick; ST1 concrete kerb log 300 x 100; haunched both sides with concrete ST1; include all excavations, earthwork support, disposal, formwork and backfilling complete
Footway kerbs
g | 50 x 200; round top edging kerb with 50mm upstand | 16 | m | 0 | 0
Q20 GRANULAR SUB-BASES TO ROADS/PAVINGS
Imported Hardcore; Granular Type 1; to SHW clause 803
Filling to make up levels - Footways
h | average thickness not exceeding 250 thick; obtained off site; depositing in layers 200 maximum thickness; including all required compaction | 4 | m3 | 0 | 0
Imported Hardcore; Granular Type 2
Filling to make up levels - Footways
i | average thickness not exceeding 250 thick; obtained off site; depositing in layers 200 maximum thickness; including all required compaction | 4 | m3 | 0 | 0
|  |  |  | To Summary £ | 0
DJA 2023 0208 - ORE Test Rig Enabling
|  | Qty | Unit | Rate | £ p
Q22 COATED MACADAM/ ASPHALT ROADS/ PAVINGS
Close graded Macadam binder course to BS 4987 Group 3, 7.1 or 7.3
Footways
a | 50 thick; to fall and crossfalls and to slopes not exceeding 150 from the horizontal | 21 | m2 | 0 | 0
Dense Macadam surface course to BS 4587 Group 3, 7.5
Footpaths
b | 20 thick; to fall and crossfalls and to slopes not exceeding 150 from the horizontal | 21 | m2 | 0 | 0
|  |  |  | To Summary £ | 0
DJA 2023 0208 - ORE Test Rig Enabling
|  | Qty | Unit | Rate | £ p
FENCING
C90 - ALTERATIONS SPOT ITEMS
Take down and remove the following; remove all debris off site
Chain Link Fencing
| existing chain link fencing, posts and concrete foundations complete | 198 | m | 0 | 0
Q40 - FENCING
Proprietary W Section Palisade Security Fencing; galvanised steel; 2.40m high; fence posts at 2.50 - 2.75m centres; all to BS EN ISO 1461:2009; pale heads to be single point; include for all excavations, earthwork support, disposal, concrete to posts, setting posts, formwork and backfilling complete
Fence
a | 2.40m high | 493 | m | 0 | 0
b | Extra Over for end posts | 4 | Nr | 0 | 0
c | Extra Over for angle posts | 14 | Nr | 0 | 0
d | Extra Over for double leaf vehicular access gate: 7.00 x 2.40m high overall | 1 | Nr | 0 | 0
e | Extra Over for single leaf pedestrian access gate: 1.00 x 2.40m overall | 2 | Nr | 0 | 0
Acoustic Fencing; Jackson Fencing or other equal and approved; Jakoustic® Reflective Fencing; 34 x 139 x 4.8mm planed timber deep V tongue and groove boards complete with capping and counter rail; to provide up to 28 dB noise reduction and to Category B3 rating; posts at 2.41m centres in strict accordance with the manufacturers printed instructions; complete with turning fork posts and galvanised steel spur post reinforcement; include for all excavations, earthwork support, disposal, concrete to posts, setting posts, formwork and backfilling complete
Fence
f | 3.00m high | 62 | m | 0 | 0
g | Extra Over for end posts | 2 | Nr | 0 | 0
|  |  |  | To Summary £ | 0
DJA 2023 0208 - ORE Test Rig Enabling
|  | Qty | Unit | Rate | £ p
ELEMENT 6D - MINOR BUILDING WORKS
WORKS WITHIN EXISTING SITE - SSE SUBSTATION ACCESS
Composite Item
SSE Substation Base
a | 3.00 x 3.30m x 0.60m deep concrete Substation base in strict accordance with Cameron + Ross drawing numbers 221193-000-CAM-DR-C-270 Rev B and 221193-000-CAM-DR-C-730 Rev A complete | 1 | Item | 0 | 0
|  |  |  | To Summary £ | 0
|  | Qty | Unit | Rate | £ p
SUMMARY FOR BILL NO. 3 - SITEWORKS
| Total from Page 3 / 1 |  |  |  | 0
| Total from Page 3 / 2 |  |  |  | 0
| Total from Page 3 / 3 |  |  |  | 0
| Total from Page 3 / 4 |  |  |  | 0
| Total from Page 3 / 5 |  |  |  | 0
| Total from Page 3 / 6 |  |  |  | 0
| Total from Page 3 / 7 |  |  |  | 0
| Total from Page 3 / 8 |  |  |  | 0
| Total from Page 3 / 9 |  |  |  | 0
| Total from Page 3 / 10 |  |  |  | 0
| Total from Page 3 / 11 |  |  |  | 0
| Total from Page 3 / 12 |  |  |  | 0
| Total from Page 3 / 13 |  |  |  | 0
|  |  |  | Total for Project £ | 0

## 4 - External Link Stair
DJA 2023 0208 - ORE Test Rig Enabling
|  | Qty | Unit | Rate | £ p
BILL NO. 4 - EXTERNAL STAIR LINK
NOTE: TO BE READ IN STRICT ACCORDANCE WITH THE ENGINEER'S DRAWINGS AND SPECIFICATION
ELEMENT 6D - MINOR BUILDING WORKS
C90 - ALTERATIONS SPOT ITEMS
Forming In Situ Concrete Steps
a | New in situ concrete steps comprising formation of 13 Nr 300x150x2000 approx. C35 air entrained concrete steps, 175mm thick, with A393 mesh top and bottom, including 50-60mm colour contrasting insert strip to both tread and riser; including all required fill to formation; all as per Engineers Drawing Nr 221193-000-CAM-DR-C-290C | 1 | sum | 0 | 0
b | New concrete steps comprising formation of 8 Nr 300x150x2000 approx. C35 air entrained concrete steps, 175mm thick, with A393 mesh top and bottom, including 50-60mm colour contrasting insert strip to both tread and riser; including all required fill to formation; all as per Engineers Drawing Nr 221193-000-CAM-DR-C-290C | 1 | sum | 0 | 0
c | New concrete steps comprising formation of 12 Nr 300x150x2000 approx. C35 air entrained concrete steps, 175mm thick, with A393 mesh top and bottom, including 50-60mm colour contrasting insert strip to both tread and riser; including all required fill to formation; all as per Engineers Drawing Nr 221193-000-CAM-DR-C-290C | 1 | sum | 0 | 0
d | New concrete steps comprising formation of 6 Nr 300x150x2000 approx. C35 air entrained concrete steps, 175mm thick, with A393 mesh top and bottom, including 50-60mm colour contrasting insert strip to both tread and riser; including all required fill to formation; all as per Engineers Drawing Nr 221193-000-CAM-DR-C-290C | 1 | sum | 0 | 0
Forming Associated Handrail
e | New 900mm high galvanised steel handrail formed from 48.3 x 4mm CHS's, cold rolled Grade S235, galvanised steel frame; frame to consist of main posts at maximum 1.5m c/c, mid rail and top rail all 48.3 x 4mm CHS; posts at 1m c/c; supported by 350x350x450 C20 concrete foundations at 1500mm c/c; all as per Engineers Drawing Nr 221193-000-CAM-DR-C-290C | 47 | m | 0 | 0 | 3.86 | 7.66 | 15.5 | 15.5 | 2 | 2 |  | 46.52
|  |  |  | To Summary £ | 0
DJA 2023 0208 - ORE Test Rig Enabling
|  | Qty | Unit | Rate | £ p
ELEMENT 6A - SITEWORKS
WORKS TO STAIR LANDINGS
KERBING
Q10 KERBS /EDGINGS /CHANNELS /PAVING ACCESSORIES
Precast concrete; BS 1340 bedded and jointed in mortar bed 25 thick; ST1 concrete kerb log 300 x 100; haunched both sides with concrete ST1; include all excavations, earthwork support, disposal, formwork and backfilling complete
Landing kerbs
a | 50 x 200; flat top edging kerb with 0mm upstand | 48 | m | 0 | 0 | 8 | 8 | 8 | 15.52 | 8 |  |  | 47.52
LANDINGS
Q20 GRANULAR SUB-BASES TO ROADS/PAVINGS
Imported Hardcore; Granular Type 1; to SHW clause 803
Filling to make up levels - Footways
b | average thickness not exceeding 250 thick; obtained off site; depositing in layers 200 maximum thickness; including all required compaction | 3 | m3 | 0 | 0 | 4 | 4 | 4 | 11.51 | 4 |  | 27.51 | 0.1 | 2.751
c | average thickness exceeding 250 thick; obtained off site; depositing in layers 200 maximum thickness; including all required compaction - to formation | 11 | m3 | 0 | 0 | 2.72 | 0.48 | 2.33 |  |  |  | 5.53 | 2 | 11.06
Q22 COATED MACADAM/ ASPHALT ROADS/ PAVINGS
AC20 dense binder course; 70/100; to SWH clause 1105
Footways
d | 40 thick; to fall and crossfalls and to slopes not exceeding 150 from the horizontal | 28 | m2 | 0 | 0 | 27.51
AC6 dense surface course; 70/100; to SWH clause 1105
Footpaths
e | 20 thick; to fall and crossfalls and to slopes not exceeding 150 from the horizontal | 28 | m2 | 0 | 0
Tie in to existing footpath
f | stepped by course; 600 total width; 60 overall depth | 4 | m | 0 | 0
Q25 SLAB BRICK BLOCK SETT COBBLE PAVINGS
Corduroy tactile paving; colour - buff; Marshall or equal and approved; 400x400x60; laid on and including 25mm sand/cements bedding; all to the manufacturers printed instructions
Pavings
g | level or to falls | 10 | m2 | 0 | 0 | 1.6 | 1.6 | 1.6 | 1.6 | 1.6 | 1.6 |  |  | 9.6
|  |  |  | To Summary £ | 0
DJA 2023 0208 - ORE Test Rig Enabling
|  | Qty | Unit | Rate | £ p
SUMMARY FOR BILL NO. 4 - EXTERNAL STAIR LINK
| Total from Page 4 / 1 |  |  |  | 0
| Total from Page 4 / 2 |  |  |  | 0
|  |  |  | Total for Project £ | 0

## 5 - Drainage
DJA 2023 0208 - ORE Test Rig Enabling
|  | Qty | Unit | Rate | £ p
BILL NO. 4 - DRAINAGE
ELEMENT 6B - DRAINAGE
(PROVISIONAL)
SURFACE WATER
NOTE: ALL EXCAVATION WORKS ARE CALCULATED USING COVER LEVELS AND INVERT LEVELS.
NOTE: TO BE READ IN STRICT ACCORDANCE WITH THE ENGINEER'S DRAWINGS AND SPECIFICATION
C90 ALTERATIONS - SPOT ITEMS
Alterations to existing below ground drainage
a | Carefully excavate, expose, breakout and set aside existing gully and grating to allow construction of new access road; including for disposing surplus material off site, backfilling with Type 1 Hardcore and fully reinstating road construction | 1 | Sum | 0 | 0
b | Relocate previously set aside gully and grating to location shown on Drawing Nr 400F; include for breaking out existing road construction, excavation and disposal off site of surplus material; include for ST4 concrete bedding and surround; connection to existing drainage and including all required pipework, bends and accessories required; including for making good existing surface around gully; all complete as per Engineer's Trapped Gully Detail on Drawing Nr 270A | 1 | Sum | 0 | 0
|  |  |  | To Summary £ | 0
DJA 2023 0208 - ORE Test Rig Enabling
|  | Qty | Unit | Rate | £ p
R12 DRAINAGE BELOW GROUND
Excavating Trenches; including backfilling with selected excavated material in accordance with CESWI (6th edition); including marker tape where required; all as per Engineer's details
For pipes
a | not exceeding 200 nominal size; 1250 - 1500 average depth; gully tails | 6 | m | 0 | 0
Extra over excavating trench irrespective of depth
breaking out existing materials
b | rock; include for additional earthwork supports, disposal off site and replacing with Imported Hardcore, Type 1 (PROVISIONAL) | 1 | m3 | 0 | 0
Disposal
c | Surface water | 1 | Item | 0 | 0
d | Ground water | 1 | Item | 0 | 0
Bedding and sidefill material; 10 or 14mm nominal single size or 14 to 5mm course graded
Beds and surrounds
e | 450 x 450; for 150 diameter pipes | 6 | m | 0 | 0
Smooth walled UPVC pipework with flexible joints
Pipes
f | 150 nominal size; in trenches; in runs not exceeding 3m long (2 Nr) | 6 | m | 0 | 0
Extra over for
g | 150 bends | 4 | Nr | 0 | 0
h | forming temporary soakaway to act as gully discharge until the swale/filter trench is completed in future phases | 2 | Nr | 0 | 0
|  |  |  | To Summary £ | 0
DJA 2023 0208 - ORE Test Rig Enabling
|  | Qty | Unit | Rate | £ p
Plastic Accessories
Road Gullies
Grating and frame in accordance with BS EN 124 class D400 (single piece, hinged, non-rock), size to be appropriate for 450mm diameter gully pot, frame to be 100mm deep and should be kitemarked with SHW; gully grating should be set 6mm below road profile on a full mortar bed (10-20mm) to SHW clause 2400 designation (i); brickwork to SHW 2400 series or precast concrete adjusting unit conforming to BS EN 1917 and BS 5911-3; gully pots should be trapped only and have rodding eyes and stoppers; gully pots should be surrounded with 150mm thick concrete class ST4; gully connection to be surrounded with concrete class ST4, 150mm minimum thickness to a depth one meter below formation; all excavations disposal backfilling, connection to pipes; all as per Engineer's Trapped Road Gully Detail on Drawing Nr 270A
a | 1250 - 1500 average depth | 2 | Nr | 0 | 0
Testing and Commissioning
b | Complete drainage installation | 1 | Sum | 0 | 0
|  |  |  | To Summary £ | 0
DJA 2023 0208 - ORE Test Rig Enabling
|  | Qty | Unit | Rate | £ p
SUMMARY FOR BILL NO. 5 - DRAINAGE
| Amount from Page 5 / 1 |  |  |  | 0
| Amount from Page 5 / 2 |  |  |  | 0
| Amount from Page 5 / 3 |  |  |  | 0
|  |  |  | Total for Project £ | 0

## 6 - External Services
DJA 2023 0208 - ORE Test Rig Enabling
|  | Qty | Unit | Rate | £ p
BILL NO. 6 - EXTERNAL SERVICES
NOTE: TO BE READ IN STRICT ACCORDANCE WITH WALLACE WHITTLE DRAWING NR 24300-WWL-XX-XX-DR-E-97001 P01
ELEMENT 6C - EXTERNAL SERVICES (PROVISIONAL)
P30 TRENCHES/PIPEWAYS/PITS FOR BURIED SERVICES
EXTERNAL LIGHTING
Excavating Trenches
For Services
a | not exceeding 200 nominal size; to accommodate 1 nr 100mm dia ducts; width to suit; 1000 to 1250 average depth; backfilling with sand and approved imported granular material as specified: depth to top of service 600mm - for LV cabling | 395 | m | 0 | 0
b | extra over for road crossing | 12 | m | 0 | 0
Disposal
c | Surface water | 1 | item | 0 | 0
Sand to be obtained off site
Sand bed and surround
d | to 100mm ducts in trenches | 395 | m | 0 | 0
Underground Ductwork; UPVC
Ducts
e | 100mm diameter uPVC duct; laid in trenches; including draw rope | 395 | m | 0 | 0
Cabling
2.5sqmm cabling
f | 3c 2.5sqmm XLPE SWA LSF; pulled through ducts | 395 | m | 0 | 0
g | extra over for cable loops at column positions | 20 | Nr | 0 | 0
h | extra over for connections at column | 20 | Nr | 0 | 0
Lighting Columns
Iguzzini Wow Luminaire 2700K, 164.2W, asymmetric optic; installed on 10m heavy duty steel conical column on manufacturers bracket; including anti-bird spikes; including wiring luminaire head to column isolator and final connection
i | Supply and fitting the above column and luminaire complete; including all excavation, bedding, surround, backfilling, disposal of surplus material off site, concrete works; all as necessary to complete the installation | 16 | Nr | 0 | 0
|  |  |  | To Summary £ | 0
DJA 2023 0208 - ORE Test Rig Enabling
|  | Qty | Unit | Rate | £ p
Lighting Columns
Iguzzini Wow Luminaire 2700K, 89W, street optic; installed on 6m heavy duty steel conical column on manufacturers bracket; including anti-bird spikes; including wiring luminaire head to column isolator and final connection
a | Supply and fitting the above column and luminaire complete; including all excavation, bedding, surround, backfilling, disposal of surplus material off site, concrete works; all as necessary to complete the installation | 3 | Nr | 0 | 0
Iguzzini Wow Luminaire 2700K, 36.3W, street optic; installed on 6m heavy duty steel conical column on manufacturers bracket; including anti-bird spikes; including wiring luminaire head to column isolator and final connection
b | Supply and fitting the above column and luminaire complete; including all excavation, bedding, surround, backfilling, disposal of surplus material off site, concrete works; all as necessary to complete the installation | 1 | Nr | 0 | 0
Feeder Pillar
Feeder Pillar to suit installation
c | Supply and fitting the above feeder pillar complete; including all excavation, bedding, surround, backfilling, disposal of surplus material off site, concrete works to form 3m x 2m plinth; all as necessary to complete the installation | 1 | Nr | 0 | 0
Sundries
d | Polythene service marker tape; 150 wide; marked with legend to suit, laid in trenches 150mm above cables | 395 | m | 0 | 0
|  |  |  | To Summary £ | 0
DJA 2023 0208 - ORE Test Rig Enabling
|  | Qty | Unit | Rate | £ p
SUMMARY FOR BILL NO. 6 - EXTERNAL SERVICES
| Total from Page 6 / 1 |  |  |  | 0
| Total from Page 6 / 2 |  |  |  | 0
|  |  |  | Total for Project £ | 0

## Bill No 7 - Dayworks
DJA 2023 0208 - ORE Test Rig Enabling
BILL NO. 7 - DAYWORKS
A55 - DAYWORKS
NOTES:
(i) The definition of Prime Cost of Labour and Material and of Plant and Overheads shall be as set out in ''Definition of the Prime Cost if Daywork carried out under a Building Contract
(ii) The individual rates for Plant shall be as set out in the ''Schedule of Basic Plant Charges'' for use in connection with Dayworks under a Building Contract published 2010 by the Royal Institution if Chartered Surveyors
| Allow the Provisional Sum for Prime Cost of Labour : |  | 2500
| ADD : for Incidental Costs, Overheads and Profit | 0% | 0
| Allow the Provisional Sum for Prime Cost of Materials : |  | 1500
| ADD : for Incidental Costs, Overheads and Profit | 0% | 0
| Allow the Provisional Sum for Prime Cost of Plant : |  | 1000
| ADD: for any adjustments to the Schedule of Basic Plant Charges and for Incidental Costs, Overheads and Profit : | 0% | 0
| AMOUNT OF DAYWORKS CARRIED TO SUMMARY £ |  | 5000

## Bill No 8- Prov Sums
DJA 2023 0208 - ORE Test Rig Enabling
£
BILL NO 8 - PROVISIONAL SUMS
PROVISIONAL WORK/ITEMS
Include the following defined provisional sums
100 | ALLOWANCE FOR IDENTIFICATION, EXCAVATION AND REMOVAL OF CONTAMINATED MATERIAL
- | Include the Provisional Sum of £ 15,00.00 |  |  | 15000
- | The work is defined as follows: Identification, excavation and removal of possible contaminated materials identified in Mason Evans Geo-Environmental report dated July 2024, page 8 item 2.4, page 29 item 6.1.4 and page 50 item 15.2
- | Add Main Contractor's Profit | 0 | % | 0
110 | ALLOWANCE FOR LOWERING OF EXISTING SERVICES WITHIN FOOTPATH FOR NEW SITE ACCESS
- | Include the Provisional Sum of £ 25,000.00 |  |  | 25000
- | The work is defined as follows: Lowering existing City Fibre service within existing footpath for new site access
- | Add Main Contractor's Profit | 0 | % | 0
120 | ALLOWANCE FOR RISK
- | Include the Provisional Sum of £ 25,000.00 |  |  | 25000
- | The work is defined as follows:
- | Risk allowance
| AMOUNT OF PROVISIONAL SUMS CARRIED TO SUMMARY |  | £ | 65000

## Summary
DJA 2023 0208 - ORE Test Rig Enabling
£
TENDER SUMMARY
BILLS OF QUANTITIES
Amount of BILL NO. 1 | PRELIMINARIES | 0
Amount of BILL NO. 2 | ENABLING WORKS | 0
Amount of BILL NO. 3 | SITEWORKS | 0
Amount of BILL NO. 4 | EXTERNAL STAIRS LINK | 0
Amount of BILL NO. 5 | DRAINAGE | 0
Amount of BILL NO. 6 | EXTERNAL SERVICES | 0
Amount of BILL NO. 7 | DAYWORKS | 5000
Amount of BILL NO. 8 | PROVISIONAL SUMS | 65000
AMOUNT OF TENDER | £ | 70000
The Bills of Quantities to be fully completed and returned in accordance with electronic tendering procedures
David Jack Associates Limited
Chartered Quantity Surveyors