## Commentary (hidden)
HRP - Main Contract Works |  | 45962
The Reveller, Tower of London
Tender Price documentation
Commentary
RIBA Stage 0
Comments / Notes:

## Assumptions Exclusions (hidden)
HRP - Main Contract Works |  | 45962
The Reveller, Tower of London
Tender Price documentation
Assumptions & Exclusions
Assumptions
▪
▪
▪
▪
▪
▪
Exclusions
▪
▪
▪
▪
▪
▪

## NOTES
| HRP - Main Contract Works | 2025-11-01
The Reveller, Tower of London
1 | A Risk Register will be provided for Tenderers to price at formal Tender Stage.
2 | A minimum of 3 quotations for every sub-contract package must be
provided with your Tender submission.
3 | You must also provide day rates for subcontractors with your Tender submission.

## Summary
HRP - Main Contract Works |  |  |  |  | 2025-11-01
The Reveller, Tower of London
Tender Price documentation
Ref | Description | Quant | Unit | Rate (£) | Total (£)
Construction works estimate
0 | Facilitating Works | 1 | item |  | 0
1 | Substructure | 1 | item |  | 0
2 | Superstructure | 1 | item |  | 0
3 | Internal finishes | 1 | item |  | 0
4 | Fittings, furnishings and equipment | 1 | item |  | 0
5 | Services | 1 | item |  | 0
6 | Prefabricated buildings and building units | 1 | item |  | 0
7 | Work to existing buildings | 1 | item |  | 0
8 | External works | 1 | item |  | 0
| Works Package sub total |  |  |  | 0
9 | Main Contractors Preliminaries | 1 | item |  | 0
10 | Risk Allocation Schedule | 1 | item |  | 0
11 | Supplier's Margin (fixed) | 0 | % |  | 0
| Construction works Sub-Total |  |  |  | 0
12 | Other works |  |  |  | 0
13 | Provisional Sums |  |  |  | 0
| Target Cost |  |  |  | 0
| GMC calculation | 1 | item | 5% | 0
| Guaranteed Maximum Cost (GMC) |  |  |  | 0

## Main Contractor Prelims
HRP - Main Contract Works | [5 empty] | 2025-11-01
The Reveller, Tower of London
Tender Price documentation
Main Contractor Prelims
Ref | Description | Quant | Unit | Rate (£) |  | Total (£)
|  |  |  | Fixed Cost | Time Related
Note* The Contractor shall price the following preliminary items in accordance with 'TBC' The contractor is to include in this section any other project specific preliminary cost items they deem necessary for completing the works in accordance with 'TBC' Specification, Information and drawings. Please see section 2.15
1.1 | Employers Requirements
1.1 | Site Accommodation
1.1.1 Site accommodation
| 1. Bringing to site and installing, including all temporary drainage, services and intruder alarms. |  | item |  |  | 0
| 2. Adaptations/alterations during works. |  | item |  |  | 0
| 3. Dismantling and removing from site, including rectifying any damage. |  | item |  |  | 0
| 4. Maintaining |  | week |  |  | 0
| 5. Cleaning |  | week |  |  | 0
| 6. Charges |  | week |  |  | 0
| 7. Off-site rented temporary accommodation |  | week |  |  | 0
| 8. Rectifying damage to off-site rented temporary accommodation |  | item |  |  | 0
1.1.2 Furniture and equipment
| 1. Bringing to site and installing |  | item |  |  | 0
| 2. Cleaning |  | week |  |  | 0
| 3. Charges |  | week |  |  | 0
| 4. Dismantling and removing from site |  | item |  |  | 0
1.1.3 Telecommunications and IT systems
| 1. Purchase charges |  | item |  |  | 0
| 2. Hire Charges |  | week |  |  | 0
| 3. Consumables |  | week |  |  | 0
1.2 | Site records
1.2.1 Site records
| 1. Operations and maintenance manuals |  | item |  |  | 0
| 2. Compilation of health and safety file |  | item |  |  | 0
| 1.2.2 Web-based information management system |  | item |  |  | 0
| 1. Provision of system |  | item |  |  | 0
| 2. Uploading of data |  | item |  |  | 0
| 3. Training of building users staff in the operation of web-based management system |  | item |  |  | 0
1.3 | Completion and post-completion requirements
1.3.1 Handover requirements
| 1. Training of building users staff in the operation and maintenance of the building engineering services systems |  | item |  |  | 0
| 2. Provision of spare parts for maintenance of building engineering services. |  | item |  |  | 0
| 3. Provision of tools and portable indicating instruments for the operation and maintenance of building engineering services systems. |  | item |  |  | 0
1.3.2 Operation and maintenance services
| 1. Operation and maintenance of building engineering services installations, mechanical plant and equipment and the like during the defects liability period, period for rectifying defects, maintenance period or other specified period (i.e. additional services that are normally required by the contract). |  | week |  |  | 0
1.3.3 Landscape management services
| 1. Maintenance of internal and external planting |  | week |  |  | 0
2 | Main Contractors cost items
2.1 | Management and Staff
2.1.1 Project specific management and staff
| 1. Project manager / director |  | week |  |  | 0
| 2. Construction manager |  | week |  |  | 0
| 3. Supervisors, including works/trade package managers, building services engineering managers/co-ordinators and off-site production managers. |  | week |  |  | 0
| 4. Health and safety manager/officers. |  | week |  |  | 0
| 5. Commissioning manager (building engineering services). |  | week |  |  | 0
| 6. Planning/programming manager and staff. |  | week |  |  | 0
| 7. Senior/managing quantity surveyor. |  | week |  |  | 0
| 8. Project/package quantity surveyors. |  | week |  |  | 0
| 9. Procurement manager. |  | week |  |  | 0
| 10. Design manager. |  | week |  |  | 0
| 11. Project engineers. |  | week |  |  | 0
| 12. Environmental manager. |  | week |  |  | 0
| 13. Temporary works design engineers. |  | week |  |  | 0
| 14. Materials management staff (e.g. storeman). |  | week |  |  | 0
| 15. Administrative staff, including secretary, document controllers, finance clerks and the like. |  | week |  |  | 0
| 16. Other management and staff. Please provide detail |  | week |  |  | 0
2.1.2 Visiting management and staff
| 1. Managing director, regional director, operations director, commercial director and the like. |  | week |  |  | 0
| 2. Quality manager. |  | week |  |  | 0
| 3. Contracts/commercial manager. |  | week |  |  | 0
| 4. Health and safety manager. |  | week |  |  | 0
| 5. Environmental manager/consultant. |  | week |  |  | 0
| 6. Other visiting management and staff. |  | week |  |  | 0
2.1.3 Extraordinary support costs
| 1. Legal advice costs |  | item |  |  | 0
| 2. Recruitment costs |  | item |  |  | 0
| 3. Team building costs |  | item |  |  | 0
| 4. Other extraordinary support costs |  | item |  |  | 0
| 5. Day transport |  | week |  |  | 0
| 6. Personnel transport (i.e. transportation of work operatives to site). |  | week |  |  | 0
7. Temporary living accommodation (e.g. long/medium term accommodation costs).
8. Subsistence payments.
9. Out of normal hours working, including non-productive overtime allowances.
2.1.4 Staff travel
| 1. Visits to employer’s and consultants’ offices. |  | nr |  |  | 0
| 2. Visits to subcontractors’ offices/works. |  | nr |  |  | 0
| 3. Overseas visits. |  | nr |  |  | 0
| 4. Accommodation charges and overnight expenses. |  | nr |  |  | 0
2.2 | Site establishment
2.2.1 Site accommodation
| 1. Purchase charges |  | item |  |  | 0
| 2. Hire charges |  | week |  |  | 0
| 3. Employer’s accommodation, where an integral part of the main contractor’s site accommodation |  | week |  |  | 0
| 4. Delivery of temporary site accommodation to site, erection, construction and removal. |  | item |  |  | 0
| 5. Temporary accommodation made available by the employer. |  | week |  |  | 0
| 6. Intruder alarms |  | item |  |  | 0
| 7. Land/property rental where site accommodation located off-site. |  | week |  |  | 0
| 8. Alterations and adaptations to site accommodation, including partitioning, doors, painting and decorating, and the like. |  | item |  |  | 0
| 9. Relocation and alterations of temporary accommodation during construction stage. |  | item |  |  | 0
| 10. Reinstating temporary site accommodation to original condition prior to removal from site. |  | item |  |  | 0
| 11. Removal of site accommodation and temporary works in connection with site accommodation. |  | item |  |  | 0
2.2.2 Temporary works in connection with site establishment
| 1. Temporary bases and foundations for site accommodation, including maintenance and reinstatement of existing surfaces on completion of the works. |  | m² |  |  | 0
| 2. Connections to temporary service, including maintenance and removal on completion of the works. |  | nr |  |  | 0
| 3. Connections to temporary drainage, in including maintenance and removal on completion of the works. |  | nr |  |  | 0
| 4. Temporary site roads, paths and paving's (including on-site car parking), including reinstatement of existing surfaces on completion of the works. |  | m |  |  | 0
| 5. Temporary surface water drainage to temporary site roads, paths and pavements, including maintenance and removal on completion of the works. |  | m |  |  | 0
2.2.3 Furniture and equipment
| 1. Workstations for staff, including maintenance. |  | nr |  |  | 0
| 2. General office furniture, including maintenance. |  | item |  |  | 0
| 3. Conference/meeting room furniture, including maintenance. |  | item |  |  | 0
| 4. Photocopiers, including purchase/rental, maintenance and other running costs. |  | item |  |  | 0
| 5. Canteen furniture, including maintenance. |  | item |  |  | 0
| 6. Canteen equipment, including purchase/rental, maintenance and other running costs. |  | item |  |  | 0
| 7. Floor coverings, including maintenance. |  | item |  |  | 0
| 8. Water dispensers, including purchase/rental, maintenance and other running costs. |  | item |  |  | 0
| 9. Heaters, including maintenance of heaters. |  | item |  |  | 0
| 10. Other office equipment, including maintenance. |  | item |  |  | 0
| 11. Removal of furniture and equipment. |  | item |  |  | 0
| 12. Maintenance furniture and floor covering. |  | item |  |  | 0
2.2.4 IT systems
| 1. Computer hardware, including purchase/rental, installation, initial set up, maintenance and running costs, such as: – desktop computers and laptop computers. – CAD stations. – server and network equipment. – printers and plotters. – other computer system hardware. |  | item |  |  | 0
| 2. Software and software licences |  | item |  |  | 0
| 3. Modem lines, modems and connections |  | item |  |  | 0
| 4. WAN lines and connections (if applicable) |  | item |  |  | 0
| 5. Line rental charges. |  | week |  |  | 0
| 6. Internet/website addresses. |  | nr |  |  | 0
| 7. Internet service provider (ISP) charges. |  | nr |  |  | 0
| 8. Line calls charges. |  | week |  |  | 0
| 9. IT support and maintenance. |  | week |  |  | 0
2.2.5 Consumables and services
| 1. Stationery |  | week |  |  | 0
| 2. Computer and printer consumables (e.g. ink cartridges) |  | week |  |  | 0
| 3. Postage |  | week |  |  | 0
| 4. Courier charges. |  | week |  |  | 0
| 5. Tea, coffee, water bottles and the like. |  | week |  |  | 0
| 6. First aid consumables. |  | week |  |  | 0
| 7. Photocopier consumables (e.g. paper and toners). |  | week |  |  | 0
| 8. Fax consumables (e.g. paper and toners). |  | week |  |  | 0
| 9. Drawing printer consumables (e.g. ink cartridges). |  | week |  |  | 0
2.2.6 Brought-in services
| 1. Catering |  | week |  |  | 0
| 2. Equipment maintenance. |  | week |  |  | 0
| 3. Document management, including management information systems and electronic data management systems (EDMS). |  | week |  |  | 0
| 4. Printing (purchasing), including reports and drawings. |  | week |  |  | 0
| 5. Staff transport. |  | week |  |  | 0
| 6. Off-site parking charges. |  | week |  |  | 0
| 7. Meeting room facilities. |  | week |  |  | 0
| 8. Photographic services. |  | week |  |  | 0
| 9. Other. |  | week |  |  | 0
2.2.7 Sundries
| 1. Main contractors signboards |  | item |  |  | 0
| 2. Safety and information notice boards. |  | item |  |  | 0
| 3. Fire points. |  | item |  |  | 0
| 4. Shelters |  | item |  |  | 0
| 5. Tool stores |  | item |  |  | 0
| 6. Crane signage |  | item |  |  | 0
| 7. Employers composite signboards |  | item |  |  | 0
2.3 | Temporary services
2.3.1 Temporary water supply
| 1. Temporary connections |  | nr |  |  | 0
| 2. Distribution equipment, installation and adaptations. |  | item |  |  | 0
| 3. Meter charges. |  | week |  |  | 0
2.3.2 Temporary gas supply
| 1. Gas connection |  | nr |  |  | 0
| 2. Distribution equipment, installation and adaptations |  | item |  |  | 0
| 3. Charges |  | week |  |  | 0
| 4. Bottled gas |  | week |  |  | 0
2.3.3 Temporary electricity supply
| 1. Temporary connections |  | nr |  |  | 0
| 2. Temporary electrical supply for tower cranes. |  | item |  |  | 0
| 3. Charges – power consumption for site establishment. |  | item |  |  | 0
| 4. Charges – power consumption for the works. |  | item |  |  | 0
| 5. Distribution equipment, installation and adaptations. |  | item |  |  | 0
| 6. Attendance. |  | week |  |  | 0
| 7. Uninterrupted power supply (UPS). |  | item |  |  | 0
| 8. Temporary substation modifications. |  | item |  |  | 0
2.3.4 Temporary telecommunication systems
| 1. Landlines (including connection and rental charges), including: – telephone and fax lines – ISDN lines. |  | item |  |  | 0
| 2. Telephone and facsimile equipment (including connection and rental charges), including: – PABX equipment. – handsets, including purchase or rental. – fax machines, including purchase or rental. – installation of equipment. – maintenance of equipment. |  | item |  |  | 0
| 3. Mobile (cellular) phones, including: – mobile phones, including purchase or rental and connection charges. – spare batteries. – mobile phone charges. |  | item |  |  | 0
| 4. Telephone charges, including: – telephone call charges. – fax charges. – fax and telephone consumables. |  | item |  |  | 0
| 5. Radios (including purchase or rental charges), including: – base set. – handsets and chargers. – repairs and maintenance. – licences. – spare batteries. |  | item |  |  | 0
2.3.5 Temporary drainage
| 1. Temporary mains |  | item |  |  | 0
| 2. Septic tanks |  | nr |  |  | 0
| 3. On-site treatment plant |  | item |  |  | 0
| 4. Holding tanks |  | nr |  |  | 0
| 5. Sewage pumping |  | nr |  |  | 0
| 6. Distribution pipework, etc. |  | item |  |  | 0
| 7. Drainage installation and adaptations. |  | item |  |  | 0
| 8. Disposal charges (i.e. rates). |  | week |  |  | 0
| 9. Disposal costs (i.e. tanker charges). |  | week |  |  | 0
2.4 | Security
2.4.1 Security staff
| 1. Security guards (day and night) |  | week |  |  | 0
| 2. watchmen (day and night) |  | week |  |  | 0
2.4.2 Security equipment
| 1. Site pass issue equipment, including maintenance and removal. |  | item |  |  | 0
| 2. Site pass consumables. |  | item |  |  | 0
| 3. CCTV surveillance installation, including maintenance and removal. |  | item |  |  | 0
| 4. Temporary vehicle control barriers, including maintenance and removal. |  | nr |  |  | 0
2.4.3 Hoardings, fences and gates
| 1. Perimeter hoardings and fencing and the like to site boundaries and to form site compounds. |  | m |  |  | 0
| 2. Access gates, including frames and ironmongery. |  | nr |  |  | 0
| 3. Painting of hoardings, fencing, gates, and the like. |  | m |  |  | 0
| 4. Temporary doors. |  | nr |  |  | 0
| 5. Modification to line of hoarding and fencing during construction. |  | nr |  |  | 0
| 6. Dismantling and removal of hoarding, fencing, gates, and the like. |  | m |  |  | 0
2.5 | Safety and environmental protection
Works required to satisfy requirements of CDM Regulations:
2.5.1 Safety programme
| 1. Health and safety manager/officers. |  | week |  |  | 0
| 2. Safety audits, including safety audits carried out by external consultant. |  | item |  |  | 0
| 3. Staff safety training. |  | item |  |  | 0
| 4. Site safety incentive scheme. |  | item |  |  | 0
| 5. Notices and information to neighbours. |  | item |  |  | 0
| 6. Personal protective equipment (PPE), including for employer and consultants. |  | nr |  |  | 0
| 7. PPE for multi-service gangs. |  | nr |  |  | 0
| 8. Fire points. |  | nr |  |  | 0
| 9. Temporary fire alarms. |  | nr |  |  | 0
| 10. Fire extinguishers. |  | nr |  |  | 0
| 11. Statutory safety signage. |  | item |  |  | 0
| 12. Nurse |  | week |  |  | 0
| 13. Traffic marshals. |  | week |  |  | 0
2.5.2 Barriers and safety scaffolding
| 1. Guard rails and edge protection (e.g. to edges of suspended slabs and roofs). |  | item |  |  | 0
| 2. Temporary staircase balustrades (i.e. to new staircases during construction). |  | item |  |  | 0
| 3. Lift shaft protection. |  | item |  |  | 0
| 4. Protection to holes and openings in ground floor slabs, suspended slabs and the like. |  | item |  |  | 0
| 5. Debris netting/plastic sheeting. |  | item |  |  | 0
| 6. Fan protection. |  | item |  |  | 0
| 7. Scaffold inspections. |  | nr |  |  | 0
| 8. Hoist run-offs |  | item |  |  | 0
| 9. Protective walkways |  | item |  |  | 0
| 10. Other safety measures |  | item |  |  | 0
2.5.3 Environmental protection measures
| 1. Control of pollution |  | item |  |  | 0
| 2. Residual control of noise |  | item |  |  | 0
| 3. Environmental monitoring |  | item |  |  | 0
| 4. Environmental manager / consultant |  | week |  |  | 0
| 5. Environmental audits, including safety audits carried out by external consultant. |  | nr |  |  | 0
2.6 | Control and protection
2.6.1 Environmental protection measures
| 1. Surveys |  | item |  |  | 0
| 2. Topographical survey. |  | item |  |  | 0
| 3. Non-employer dilapidation survey. |  | item |  |  | 0
| 4. Structural/dilapidations survey adjoining buildings. |  | item |  |  | 0
| 5. Environmental surveys. |  | item |  |  | 0
| 6. Movement monitoring. |  | item |  |  | 0
| 7. Maintenance and inspection costs. |  | item |  |  | 0
2.6.2 Setting out
| 1. Setting out primary grids. |  | item |  |  | 0
| 2. Grid transfers and level checks. |  | item |  |  | 0
| 3. Maintenance of grids. |  | item |  |  | 0
| 4. Take over control and independent checks (i.e. on change of subcontractors). |  | item |  |  | 0
| 5. Instruments for setting out. |  | item |  |  | 0
2.6.3 Protection of works
| 1. Protection of finished works to project handover. |  | item |  |  | 0
| 2. Protection of stairs, balustrades and the like works to project handover. |  | item |  |  | 0
| 3. Protection of fittings and furnishings works to project handover. |  | item |  |  | 0
| 4. Protection of entrance doors and frames works to project handover. |  | item |  |  | 0
| 5. Protection of lift cars and doors works to project handover. |  | item |  |  | 0
| 6. Protection of specifically vulnerable products to project handover. |  | item |  |  | 0
| 7. Protection of all sundry items. |  | item |  |  | 0
2.6.4 Samples
| 1. Provision of samples. |  | item |  |  | 0
| 2. Provision of sample room. |  | item |  |  | 0
| 3. Mock-ups and sample panels. |  | item |  |  | 0
| 4. Testing of samples/mock-ups, including testing fees. |  | item |  |  | 0
| 5. On-site laboratory equipment. |  | item |  |  | 0
| 6. Mock-ups of prefabricated units (e.g. residential units, student accommodation units, hotel accommodation and the like). |  | item |  |  | 0
2.6.5 Environmental control of building
| 1. Dry out building. |  | item |  |  | 0
| 2. Temporary heating/cooling. |  | item |  |  | 0
| 3. Temporary waterproofing, including over roofs. |  | item |  |  | 0
| 4. Temporary enclosures. |  | item |  |  | 0
2.7 | Mechanical Plant
2.7.1 Generally
| 1. Common user mechanical plant and equipment used in construction operations. |  | item |  |  | 0
2.7.2 Tower cranes
| 1. Hire charges |  | week |  |  | 0
| 2. Crane operator |  | week |  |  | 0
| 3. Overtime for crane operator |  | week |  |  | 0
| 4. Piles for tower crane bases, including maintenance removal. |  | nr |  |  | 0
| 5. Temporary bases for tower cranes, including anchors, maintenance; removal and reinstatement on completion (size, in m2, to be stated). |  | nr |  |  | 0
| 6. Ties |  | week |  |  | 0
| 7. Connections to temporary electrical supply. |  | nr |  |  | 0
| 8. Bring to site, erection, test and commission. |  | nr |  |  | 0
| 9. Periodic safety checks/inspections. |  | week |  |  | 0
| 10. Dismantling and removing from site. |  | nr |  |  | 0
| 11. Other costs specific to tower crane such as: – chain pack and sundries – relief operator – banksman – man cage. |  | item |  |  | 0
| 12. Temporary voids in building structure for craneage, hoists and the like including filling voids after removal |  | nr |  |  | 0
2.7.3 Mobile cranes
Type of craneage to be provided shall be stated; with each type separately quantified.
| 1. Mobile crane hire charges, including driver/operator charges. |  | week |  |  | 0
| 2. Attendance. |  | nr |  |  | 0
| 3. Other costs specific to mobile crane hire. |  | item |  |  | 0
2.7.4 Hoists
Type of hoist to be provided shall be stated; with each type separately quantified.
| 1. Goods and passenger hoists, including protection cages and embedment frames. |  | week |  |  | 0
| 2. Hoist bases. |  | nr |  |  | 0
| 3. Bringing to site, erecting, testing and commissioning. |  | nr |  |  | 0
| 4. Dismantling and removing from site. |  | nr |  |  | 0
| 5. Protection systems. |  | item |  |  | 0
| 6. Hoist operator, including overtime. |  | week |  |  | 0
| 7. Beam hoists. |  | item |  |  | 0
| 8. Periodic safety checks/inspections. |  | month |  |  | 0
| 9. Other costs specific to temporary hoist installations. |  | item |  |  | 0
2.7.5 Access plant
| 1. Fork lifts |  | week |  |  | 0
| 2. Scissor lifts |  | week |  |  | 0
| 3. Loading platforms |  | week |  |  | 0
| 4. Maintenance of mechanical access equipment. |  | week |  |  | 0
| 5. Other costs specific to mechanical access equipment. |  | item |  |  | 0
2.7.6 Concrete plant
| 1. Concrete plant |  | week |  |  | 0
| 2. Plant operators |  | week |  |  | 0
| 3. overtime for plant and operator |  | week |  |  | 0
| 4. Bases for concrete plant |  | nr |  |  | 0
| 5. Power connections, including cabling and statutory undertakers charges for temporary connection to their supply |  | nr |  |  | 0
| 6. Bring to site, erection, test and commission. |  | nr |  |  | 0
| 7. Maintenance of concrete plant. |  | week |  |  | 0
| 8. Dismantling and removing from site. |  | nr |  |  | 0
2.7.7 Other Plant
| 1. Small plant and tools |  | week |  |  | 0
2.8 | Temporary works
2.8.1 Access scaffolding
| 1. Bringing to site, erecting and initial safety checks. |  | nr |  |  | 0
| 2. Hire charges. |  | week |  |  | 0
| 3. Altering and adapting during construction. |  | nr |  |  | 0
| 4. Dismantling and removing from site. |  | nr |  |  | 0
2.8.2 Temporary works
Common user temporary works: – support scaffolding and propping. – crash decks. – temporary protection to existing trees and/or vegetation. – floodlights.
| 1. Bringing to site, erecting and initial safety checks. |  | nr |  |  | 0
| 2. Hire charges. |  | week |  |  | 0
| 3. Altering and adapting during construction. |  | nr |  |  | 0
| 4. Dismantling and removing from site. |  | nr |  |  | 0
2.9 | Site records
2.9.1 Site records
| Unless otherwise indicated, costs associated with the following shall be deemed to be included in management and staff costs: 1. Photography: – camera purchase. – consumables. – printing and presentation. |  | item |  |  | 0
| 2. Works records: – progress reporting. – site setting out drawings. – condition surveys and reports. – operation and maintenance manuals. – as-built/installed drawings and schedules. – co-ordinating, gathering and compiling health and safety information and presentation to CDM co-ordinator. – compilation of health and safety file (if required). |  | item |  |  | 0
2.1 | Completion and post-completion requirements
2.10.1 Testing and commissioning plan
1. Preparation of Commissioning Plan
2.10.2 Handover
| 1. Preparation of Handover Plan |  | item |  |  | 0
| 2. Training of building users staff in the operation and maintenance of the building engineering services systems |  | item |  |  | 0
| 3. Provision of spare parts for maintenance of building engineering services |  | item |  |  | 0
| 4. Provision of tools and portable indicating instruments for the operation and maintenance of building engineering services systems. |  | item |  |  | 0
| 5. Pre-completion inspections. |  | item |  |  | 0
| 6. Final inspections. |  | item |  |  | 0
2.10.3 Post-completion services
| 1. Supervisory staff (employer/tenant care). |  | week |  |  | 0
| 2. Handyman |  | week |  |  | 0
| 3. Minor materials and sundry items |  | item |  |  | 0
| 4. Insurances |  | item |  |  | 0
| 5. Other post-construction staff |  | week |  |  | 0
2.11 | Cleaning
2.11.1 Site tidy
| 1. Cleaning site accommodation – internal, including cleaning telephone handsets, other office furniture and equipment and window cleaning. |  | week |  |  | 0
| 2. Periodic maintenance of site accommodation, including redecoration (internal and external). |  | week |  |  | 0
| 3. Waste management, including rubbish disposal (including compactor visits; skips and waste bins; roll-off, roll-on waste bins) and other disposal. |  | week |  |  | 0
| 4. Pest control. |  | item |  |  | 0
2.11.2 Maintenance of roads, paths and paving's
| 1. Maintenance of temporary site roads, paths, and pavements. |  | week |  |  | 0
| 2. Maintenance of public and private roads, including wheel spinners and road sweepers. |  | week |  |  | 0
2.11.3 Building clean
| 1. Final builder's clean |  | item |  |  | 0
2.12 | Fees and charges
2.12.1 Fees
| 1. Building control fees, where not paid by the employer |  | item |  |  | 0
| 2. Oversailing fees, where not paid by the employer |  | item |  |  | 0
| 3. Considerate Constructors’ Scheme fees (or alternative scheme operated by local authority). |  | item |  |  | 0
| 4. Scheme registration fees or similar fees, where not paid by the employer. |  | item |  |  | 0
2.12.2 Charges
| 1. Rates on temporary accommodation. |  | item |  |  | 0
| 2. Licences in connection with hoardings, scaffolding, gantries and the like |  | item |  |  | 0
| 3. Licences in connection with crossovers, parking permits, parking bay suspensions and the like. |  | item |  |  | 0
2.13 | Site services
2.13.1 Temporary works
| 1. Temporary works that are not specific to an element. |  | item |  |  | 0
2.13.2 Multi-service gang
| 1. Ganger |  | week |  |  | 0
| 2. Labour |  | week |  |  | 0
| 3. Fork lift driver |  | week |  |  | 0
| 4. Service gang plant and transport |  | week |  |  | 0
2.14 | Insurance, bonds, guarantees and warranties
2.14.1 Works insurance
| 1. Contractor’s ‘all risks’ (CAR) insurance. |  | item |  |  | 0
| 2. Contractor’s plant and equipment insurance. |  | item |  |  | 0
| 3. Temporary buildings insurance. |  | item |  |  | 0
| 4. Terrorism insurance. |  | item |  |  | 0
| 5. Other insurances in connection with the works. |  | item |  |  | 0
| 6. Insurance premium tax (IPT). |  | item |  |  | 0
| 7. Allowance for recovery of all or part of insurance premium excess. |  | item |  |  | 0
2.14.2 Public liability insurance
| 1. Non-negligence insurance. |  | item |  |  | 0
| 2. Professional indemnity insurance. |  | item |  |  | 0
| 3. Insurance premium tax (IPT). |  | item |  |  | 0
| 4. Allowance for recovery of all or part of insurance premium excess. |  | item |  |  | 0
2.14.3 Employer’s (main contractor’s) liability insurance
| 1. Management and staff, including administrative staff. |  | item |  |  | 0
| 2. Works operatives. |  | item |  |  | 0
| 3. Insurance premium tax (IPT). |  | item |  |  | 0
| 4. Allowance for recovery of all or part of insurance premium excess. |  | item |  |  | 0
2.14.4 Other insurances
| 1. Employer’s loss of liquidated damages. |  | item |  |  | 0
| 2. Latent defects cover. |  | item |  |  | 0
| 3. Motor vehicles. |  | item |  |  | 0
| 4. Other insurances. |  | item |  |  | 0
| 5. Insurance premium tax (IPT). |  | item |  |  | 0
| 6. Allowance for recovery of all or part of insurance premium excess. |  | item |  |  | 0
2.14.5 Bonds
| 1. Tender bonds (if applicable) |  | item |  |  | 0
| 2. Performance bonds |  | item |  |  | 0
2.14.6 Guarantees
| 1. Parent company guarantees. |  | item |  |  | 0
| 2. Product guarantees, insurance backed guarantees. |  | item |  |  | 0
2.14.7 Warranties
| 1. Collateral warranties. |  | item |  |  | 0
| 2. Funder’s warranties. |  | item |  |  | 0
| 3. Purchaser’s and tenant’s warranties. |  | item |  |  | 0
| 4. Other warranties. |  | item |  |  | 0
| Total Main Contractor Preliminaries |  |  |  |  | 0

## Construction Works
HRP - Main Contract Works | [12 empty] | 2025-11-01
The Reveller, Tower of London
Tender Price documentation
Construction Works
Ref | Sub element | Description | Quant | Unit | Rate breakdown | [6 empty] | Rate | Total (£)
[5 empty] | Labour (Hrs) | Labour (£) | Labour Total (£) | Plant (£) | Material (£) | OH&P % | OH&P (£)
0 |  | Facilitating Works
0.1 |  | Toxic/hazardous material removal | N/A | N/A
• |  | Toxic or hazardous material; removal |  |  |  |  | 0 |  |  |  | 0 | 0 | 0
0 |  | Asbestos removal |  |  |  |  | 0 |  |  |  | 0 | 0 | 0
0 |  | Asbestos survey |  |  |  |  | 0 |  |  |  | 0 | 0 | 0
• |  | Contaminated ground land |  |  |  |  | 0 |  |  |  | 0 | 0 | 0
• |  | Eradication of plant growth; removal / chemical treatment |  |  |  |  | 0 |  |  |  | 0 | 0 | 0
• |  | Trial pit to establish culvert details | 1 | Item |  |  | 0 |  |  |  | 0 | 0 | 0
[7 empty] | 0 |  |  |  | 0 | 0 | 0
0.2 |  | Major demolition works |  |  |  |  | 0 |  |  |  | 0 | 0 | 0
• |  | Breaking up and removal of existing RC slab (01) | 46 | m2 |  |  | 0 |  |  |  | 0 | 0 | 0
• |  | Careful removal of steel portal frame (02) | N/A | N/A
• |  | Careful removal and storing of railings, coping stone and cannon (03) | 1 | Item |  |  | 0 |  |  |  | 0 | 0 | 0
• |  | Craneage/special requirements for relocating above |  |  |  |  | 0 |  |  |  | 0 | 0 | 0
• |  | Storage of above (03) - assumed FOC by HRP | N/A | N/A
• |  | Removal of existing sentry box and stair (04) | 1 | Item |  |  | 0 |  |  |  | 0 | 0 | 0
• |  | Careful removal of timber cladding (05) | 31 | m2 |  |  | 0 |  |  |  | 0 | 0 | 0
• |  | Storage of above (04) - assumed FOC by HRP | N/A | N/A
• |  | Trimming of timber joists between steels (06) | 3 | Nr |  |  | 0 |  |  |  | 0 | 0 | 0
|  | Alterations to existing openings to include careful removal of grilles/glazing/window frames/doors (07): |  |  |  |  | 0 |  |  |  | 0 | 0 | 0
• |  | Removal of grilles | N/A | N/A
• |  | Removal of external windows (conservation) | 3 | Nr |  |  | 0 |  |  |  | 0 | 0 | 0
• |  | Removal of external doors (conservation) | 0 | Nr |  |  | 0 |  |  |  | 0 | 0 | 0
|  | Alterations to existing fabric to make new structural opening (08); including propping: |  |  |  |  | 0 |  |  |  | 0 | 0 | 0
• |  | Basement/Moat Level | 1 | Nr |  |  | 0 |  |  |  | 0 | 0 | 0
• |  | Ground Floor | 5 | Nr |  |  | 0 |  |  |  | 0 | 0 | 0
• |  | Alterations to existing masonry walls to open up for new service/BWIC openings (08) |  |  |  |  | 0 |  |  |  | 0 | 0 | 0
|  | Ground Floor | 6 | Nr |  |  | 0 |  |  |  | 0 | 0 | 0
|  | Arches | 20 | Nr |  |  | 0 |  |  |  | 0 | 0 | 0
|  | Alterations to roof to include careful removal of rooflight and associated waterproofing: |  |  |  |  | 0 |  |  |  | 0 | 0 | 0
• |  | Rooflight removal | 1 | Item |  |  | 0 |  |  |  | 0 | 0 | 0
• |  | E/o associated waterproofing around | 1 | Item |  |  | 0 |  |  |  | 0 | 0 | 0
• |  | Excavation to receive new structural slab (10) | Inc substructure
• |  | Careful removal of external wall and alteration of structure (11) | 31 | m2 |  |  | 0 |  |  |  | 0 | 0 | 0
• |  | Excavation for steel beam foundations and piling to support new stair and ramp (12) | Inc substructure
|  | Removal of glazed doors and windows (13): |  |  |  |  | 0 |  |  |  | 0 | 0 | 0
• |  | Ground Floor Level | 3 | Nr |  |  | 0 |  |  |  | 0 | 0 | 0
• |  | Moat Level | 7 | Nr |  |  | 0 |  |  |  | 0 | 0 | 0
• |  | Alteration of existing external surface level; exact scope to be confirmed (14) | 1 | Item |  |  | 0 |  |  |  | 0 | 0 | 0
• |  | Careful removal of decorative shell topping, filler layer and drainage board at roof | 118 | m2 |  |  | 0 |  |  |  | 0 | 0 | 0
|  | level (15) |  |  |  |  | 0 |  |  |  | 0 | 0 | 0
• |  | Removal of fall arrest system (16) | 1 | Item |  |  | 0 |  |  |  | 0 | 0 | 0
|  | Breaking out floor slab for new ground beams |  |  |  |  | 0 |  |  |  | 0 | 0 | 0
• |  | Basement | 1 | Nr |  |  | 0 |  |  |  | 0 | 0 | 0
• |  | Ground Floor | 5 | Nr |  |  | 0 |  |  |  | 0 | 0 | 0
• |  | Temporary propping; including specialist design if required | 1 | Item |  |  | 0 |  |  |  | 0 | 0 | 0
• |  | Removal of below ground drainage where required | 1 | Item |  |  | 0 |  |  |  | 0 | 0 | 0
• |  | Concrete plinth to be cut back as required; to entrance Lobby | 1 | Item |  |  | 0 |  |  |  | 0 | 0 | 0
• |  | Soft strip out works; including removal off site | Inc Strip out
[7 empty] | 0 |  |  |  | 0 | 0 | 0
|  | Sub-total | [10 empty] | 0
1 |  | Substructure
1.1.1 |  | Standard foundations; | N/A | N/A
1.1.2 |  | Specialist foundations; |  |  |  |  | 0 |  |  |  | 0 | 0 | 0
• |  | Piling design by specialist | 1 | Item |  |  | 0 |  |  |  | 0 | 0 | 0
• |  | Provision of plant (1Nr rig); including mobilisation and demobilisation at site | 1 | Item |  |  | 0 |  |  |  | 0 | 0 | 0
• |  | Access requirements for plant; assume plant is able to easily be put in place | 1 | Item |  |  | 0 |  |  |  | 0 | 0 | 0
• |  | Piling mat | 40 | m2 |  |  | 0 |  |  |  | 0 | 0 | 0
• |  | Pile positions | 26 | Nr |  |  | 0 |  |  |  | 0 | 0 | 0
|  | Steel screw piles; |  |  |  |  | 0 |  |  |  | 0 | 0 | 0
• |  | Moat Level | 20 | Nr |  |  | 0 |  |  |  | 0 | 0 | 0
• |  | Lift Pit | 6 | Nr |  |  | 0 |  |  |  | 0 | 0 | 0
• |  | Pile tests | 26 | Nr |  |  | 0 |  |  |  | 0 | 0 | 0
• |  | Vibration/movement monitoring allowance | 1 | Item |  |  | 0 |  |  |  | 0 | 0 | 0
[7 empty] | 0 |  |  |  | 0 | 0 | 0
1.1.3 |  | Lowest floor construction; |  |  |  |  | 0 |  |  |  | 0 | 0 | 0
|  | New ground floor slab to vaults (FT13); |  |  |  |  | 0 |  |  |  | 0 | 0 | 0
• |  | 100mm compacted sand blinding | 57 | m2 |  |  | 0 |  |  |  | 0 | 0 | 0
• |  | DPM | 57 | m2 |  |  | 0 |  |  |  | 0 | 0 | 0
• |  | RC slab to ground floor; 150mm depth; including A252 mesh top and bottom | 57 | m2 |  |  | 0 |  |  |  | 0 | 0 | 0
• |  | 300mm width edge thickening; extra 150mm concrete | 1 | Item |  |  | 0 |  |  |  | 0 | 0 | 0
• |  | Screed and insulation | Inc Upper Floors
[7 empty] | 0 |  |  |  | 0 | 0 | 0
|  | New ground floor slab to moat level (FT12); |  |  |  |  | 0 |  |  |  | 0 | 0 | 0
• |  | RC slab to ground floor; 150mm depth; including A252 mesh top and bottom | 37 | m2 |  |  | 0 |  |  |  | 0 | 0 | 0
• |  | Cementitious waterproofing membrane; Newton Hydrocoat Elastic or similar | 37 | m2 |  |  | 0 |  |  |  | 0 | 0 | 0
• |  | Screed and insulation | Inc Upper Floors
|  | CDM system to Breakout Space & WCs at GF level (FT-05); |  |  |  |  | 0 |  |  |  | 0 | 0 | 0
• |  | CDM membrane to walls; assume 2.8m high | 182 | m2 |  |  | 0 |  |  |  | 0 | 0 | 0
• |  | CDM membrane to floor area | 112 | m2 |  |  | 0 |  |  |  | 0 | 0 | 0
• |  | Drainage channel; including chasing in slab | 65 | m |  |  | 0 |  |  |  | 0 | 0 | 0
• |  | Allowance for sump pump and chamber if required | 1 | Item |  |  | 0 |  |  |  | 0 | 0 | 0
|  | Lift pit; |  |  |  |  | 0 |  |  |  | 0 | 0 | 0
• |  | Forming lift pit; excavation; 1.25m depth | 182 | m2 |  |  | 0 |  |  |  | 0 | 0 | 0
• |  | Form concrete lift pit; details to be developed | 112 | m2 |  |  | 0 |  |  |  | 0 | 0 | 0
• |  | E/o lift pit allowance for waterproofing | 65 | m |  |  | 0 |  |  |  | 0 | 0 | 0
• |  | Remedial works to existing slab; incl follow BGD alterations | 1 | Item |  |  | 0 |  |  |  | 0 | 0 | 0
|  | Below ground drainage; |  |  |  |  | 0 |  |  |  | 0 | 0 | 0
• |  | Removal of redundant BGD channels | 1 | Item |  |  | 0 |  |  |  | 0 | 0 | 0
|  | New foul drainage channels; 110dia, UPVC: |  |  |  |  | 0 |  |  |  | 0 | 0 | 0
• |  | Moat Level (new slab area) | 23.5 | m |  |  | 0 |  |  |  | 0 | 0 | 0
• |  | Ground Floor (within existing slab) | 18 | m |  |  | 0 |  |  |  | 0 | 0 | 0
• |  | SVPs/ rise | 5 | Nr |  |  | 0 |  |  |  | 0 | 0 | 0
• |  | New foul rising main to Moat Level | 51.3 | m |  |  | 0 |  |  |  | 0 | 0 | 0
• |  | Descaling to existing below ground drainage | 1 | Item |  |  | 0 |  |  |  | 0 | 0 | 0
• |  | Connections into existing below ground drainage | 1 | Item |  |  | 0 |  |  |  | 0 | 0 | 0
• |  | Any repairs required to existing below ground drainage | 1 | Item |  |  | 0 |  |  |  | 0 | 0 | 0
• |  | Testing and commissioning of below ground drainage | 1 | Item |  |  | 0 |  |  |  | 0 | 0 | 0
[7 empty] | 0 |  |  |  | 0 | 0 | 0
1.1.4 |  | Basement excavation; |  |  |  |  | 0 |  |  |  | 0 | 0 | 0
• |  | Reduced level dig; 400mm; assume hand dig required | N/A | N/A
• |  | Lift pit; |  | Inc above
1.1.5 |  | Basement retaining walls; |  |  |  |  | 0 |  |  |  | 0 | 0 | 0
• |  | Cementitious waterproofing to moat level arches | 120 | m2 |  |  | 0 |  |  |  | 0 | 0 | 0
• |  | Repairs to existing retaining walls; assume not required |  |  |  |  | 0 |  |  |  | 0 | 0 | 0
1.1.6 |  | Additional items; |  |  |  |  | 0 |  |  |  | 0 | 0 | 0
• |  | Waterproofing specialist design | 1 | Item |  |  | 0 |  |  |  | 0 | 0 | 0
• |  | Waterproofing system guarantee | 1 | Item |  |  | 0 |  |  |  | 0 | 0 | 0
|  | Sub-total | [10 empty] | 0
2 |  | Superstructure
[7 empty] | 0 |  |  |  | 0 | 0 | 0
2.1 |  | Frame |  |  |  |  | 0 |  |  |  | 0 | 0 | 0
|  | Steel frames; |  |  |  |  | 0 |  |  |  | 0 | 0 | 0
• |  | Specialist design allowance | 1 | Item |  |  | 0 |  |  |  | 0 | 0 | 0
• |  | Temporary works and supports; including design | 1 | Item |  |  | 0 |  |  |  | 0 | 0 | 0
• |  | Basement - Box frames; 152x152x30 | 0.24 | t |  |  | 0 |  |  |  | 0 | 0 | 0
• |  | Basement - Box frames; 150x90 PFC posts | 0.72 | t |  |  | 0 |  |  |  | 0 | 0 | 0
• |  | 150 x 100 x 10 Galvanised RHS; 10 nr to various box frames with service penetrations | 10 | nr |  |  | 0 |  |  |  | 0 | 0 | 0
• |  | 203x133x30 UB Lifting beam; to top of lift shaft | 0.06 | t |  |  | 0 |  |  |  | 0 | 0 | 0
|  | Steel frame to lift: |  |  |  |  | 0 |  |  |  | 0 | 0 | 0
• |  | 100 x 10 flats cross bracing to rear and side face between trimmers | 1 | item |  |  | 0 |  |  |  | 0 | 0 | 0
• |  | 150 x 90 PFC channels to frame at all floor levels and top | 0.57 | t |  |  | 0 |  |  |  | 0 | 0 | 0
• |  | 200 x 90 PFC to landing edge for fixing of solid balustrade | 0.06 | t |  |  | 0 |  |  |  | 0 | 0 | 0
• |  | 152 UC 23 to all corner posts to lift shaft | 0.58 | t |  |  | 0 |  |  |  | 0 | 0 | 0
• |  | Ground Floor - Box frames; 152x152x30 | 1.215 | t |  |  | 0 |  |  |  | 0 | 0 | 0
• |  | Ground Floor - Box frames; 150x90 PFC posts | 3.96 | t |  |  | 0 |  |  |  | 0 | 0 | 0
• |  | Roof - 70 x 70 x 5 SHS posts | 0.34273 | t |  |  | 0 |  |  |  | 0 | 0 | 0
• |  | Roof - 150 x 90 PFC | 1.44 | t |  |  | 0 |  |  |  | 0 | 0 | 0
• |  | Ground Floor - 180x 90 PFC beams; to entrance Lobby | 0.21528 | t |  |  | 0 |  |  |  | 0 | 0 | 0
• |  | Ground Floor - 150x90 PFC posts; to entrance Lobby | 0.239 | t |  |  | 0 |  |  |  | 0 | 0 | 0
• |  | Ground Floor - 100x100 x 10 SHS Post; to entrance Lobby | 0.15 | t |  |  | 0 |  |  |  | 0 | 0 | 0
• |  | Ground Floor - 180x 90 PFC beams; to rear of Reception | 0.3796 | t |  |  | 0 |  |  |  | 0 | 0 | 0
• |  | Ground Floor - 100x100 x 10 SHS Post; to rear of Reception | 0.15 | t |  |  | 0 |  |  |  | 0 | 0 | 0
• |  | Ground Floor - 150x90 PFC posts; to Lantern | 0.4 | t |  |  | 0 |  |  |  | 0 | 0 | 0
• |  | Ground Floor - 70x70 x 5 SHS Posts; to Lantern | 0.17 | t |  |  | 0 |  |  |  | 0 | 0 | 0
• |  | Ground Floor - New floor with 127x152 T section joists at 600mm | 0.90294 | t |  |  | 0 |  |  |  | 0 | 0 | 0
• |  | Ground Floor - 200x100 PFCs bolted to wall to support above | 0.54 | t |  |  | 0 |  |  |  | 0 | 0 | 0
• |  | Additional 127 x 152 'T' sections; to double height opening | 3 | nr |  |  | 0 |  |  |  | 0 | 0 | 0
• |  | Ground Floor (Partition) - 200x90 PFC Support | 0.2 | t |  |  | 0 |  |  |  | 0 | 0 | 0
• |  | Ground Floor (Partition) - 100x100 x 10 SHS Post | 0.15 | t |  |  | 0 |  |  |  | 0 | 0 | 0
• |  | Fire proofing; intumescent coatings | 12.6845 | t |  |  | 0 |  |  |  | 0 | 0 | 0
• |  | Connections, fixings etc. | 1 | Item |  |  | 0 |  |  |  | 0 | 0 | 0
• |  | BWIC | 1 | Item |  |  | 0 |  |  |  | 0 | 0 | 0
• |  | Additional provisional allowance for modifications to existing frame |  |  |  |  | 0 |  |  |  | 0 | 0 | 0
[7 empty] | 0 |  |  |  | 0 | 0 | 0
|  | Timber frames; |  |  |  |  | 0 |  |  |  | 0 | 0 | 0
• |  | 175 x 75 C24 Trimmers with simpson strongtie angle brackets to ceiling in reception/lobby where service units are being installed | 5 | Nr |  |  | 0 |  |  |  | 0 | 0 | 0
Concrete casings for steel frames; including dry packing;
• |  | Allowance for concrete plinth to be cut back as required; to entrance Lobby |  | Incl
• |  | Basement - Concrete lintels to bottom of box frames | 8 | Nr |  |  | 0 |  |  |  | 0 | 0 | 0
• |  | Ground floor - Concrete lintels to bottom of box frames | 14 | Nr |  |  | 0 |  |  |  | 0 | 0 | 0
• |  | Basement - Precast concrete lintel cuttings; bedded on bottom flange of UC with masonry over; including dry packing | 80 | Nr |  |  | 0 |  |  |  | 0 | 0 | 0
• |  | Ground Floor - Precast concrete lintel cuttings; bedded on bottom flange of UC with masonry over; including dry packing | 140 | Nr |  |  | 0 |  |  |  | 0 | 0 | 0
• |  | Lintels for service penetrations over 50mm | 13 | Nr |  |  | 0 |  |  |  | 0 | 0 | 0
[7 empty] | 0 |  |  |  | 0 | 0 | 0
2.2 |  | Upper Floors |  |  |  |  | 0 |  |  |  | 0 | 0 | 0
[7 empty] | 0 |  |  |  | 0 | 0 | 0
|  | New upper floor to stair/lift areas; |  |  |  |  | 0 |  |  |  | 0 | 0 | 0
• |  | Structural T sections |  | Incl |  |  | 0 |  |  |  | 0 | 0 | 0
• |  | Battens on structural T sections | 45.2 | m |  |  | 0 |  |  |  | 0 | 0 | 0
• |  | (FT-10) Plywood; thickness not stated, assumed 18mm | 21 | m2 |  |  | 0 |  |  |  | 0 | 0 | 0
• |  | Tile backer board | 21 | m2 |  |  | 0 |  |  |  | 0 | 0 | 0
• |  | Plastic sheet decoupling layer and adhesive for tiles | 21 | m2 |  |  | 0 |  |  |  | 0 | 0 | 0
[7 empty] | 0 |  |  |  | 0 | 0 | 0
|  | Sub-layers; |  |  |  |  | 0 |  |  |  | 0 | 0 | 0
• |  | FT-01: 50mm insulation, 75mm floating screed | 172 | m2 |  |  | 0 |  |  |  | 0 | 0 | 0
• |  | FT-02: 50mm insulation, 75mm floating screed, 3mm levelling screed | 16.4 | m2 |  |  | 0 |  |  |  | 0 | 0 | 0
• |  | FT-03: Structural plywood layer, 6mm flooring grade ply | 3 | m2 |  |  | 0 |  |  |  | 0 | 0 | 0
• |  | FT-04: CDM flooring membrane (elsewhere), 79mm floating screed, 18mm levelling screed | 40 | m2 |  |  | 0 |  |  |  | 0 | 0 | 0
• |  | FT-05A: CDM membrane (elsewhere), 79mm floating screed, 50mm XPS insulation | 40 | m2 |  |  | 0 |  |  |  | 0 | 0 | 0
• |  | FT-05B: CDM membrane (elsewhere), 79mm floating screed, 60mm XPS insulation | 31 | m2 |  |  | 0 |  |  |  | 0 | 0 | 0
• |  | FT-06: Kingspan Kooltherm K103 tapered insulation, 80mm floating screed | 13 | m2 |  |  | 0 |  |  |  | 0 | 0 | 0
• |  | FT-07: 180mm insulation, 18mm levelling screed, 80mm floating screed | 91 | m2 |  |  | 0 |  |  |  | 0 | 0 | 0
• |  | FT-08: Unbonded screed | 29 | m2 |  |  | 0 |  |  |  | 0 | 0 | 0
• |  | FT-09: 40mm floating screed | 49 | m2 |  |  | 0 |  |  |  | 0 | 0 | 0
• |  | FT-10 |  | See above |  |  | 0 |  |  |  | 0 | 0 | 0
• |  | Floating screed and XPS insulation; to areas with FT-11 | 2 | m2 |  |  | 0 |  |  |  | 0 | 0 | 0
• |  | FT-12: 110mm XPS insulation, 75mm floating screed, 5mm finishing screed | 37 | m2 |  |  | 0 |  |  |  | 0 | 0 | 0
• |  | FT-13: 50mm screed, 25mm XPS insulation, 75mm floating screed | 57 | m2 |  |  | 0 |  |  |  | 0 | 0 | 0
[7 empty] | 0 |  |  |  | 0 | 0 | 0
2.3 |  | Roof |  |  |  |  | 0 |  |  |  | 0 | 0 | 0
• |  | Form top of roof lantern; including joists, VCL, structural deck, drainage channel, steelwork |  | Inc below |  |  | 0 |  |  |  | 0 | 0 | 0
• |  | Upstand at low roof junction; external grade plywood | 10 | m |  |  | 0 |  |  |  | 0 | 0 | 0
• |  | Repairs to existing roof structure |  | N/A |  |  | 0 |  |  |  | 0 | 0 | 0
[7 empty] | 0 |  |  |  | 0 | 0 | 0
|  | Roof coverings; |  |  |  |  | 0 |  |  |  | 0 | 0 | 0
• |  | Warm deck roof coverings; built up bimen membrane-covered plywood deck ,primer, polyurethane 2-coats waterproof coating, premium reinforcing fabric between coats, filter layer and decorative shell topping to match existing | 102 | m2 |  |  | 0 |  |  |  | 0 | 0 | 0
• |  | Upstand at low roof junction; vertical timber weatherboarding on battens reinstated from existing, breather membrane, insect mesh, aluminium cover flashing | 16 | m2 |  |  | 0 |  |  |  | 0 | 0 | 0
• |  | Roof lantern structure; Rigid insulation laid to falls, single ply warm deck roof covering |  | Inc below |  |  | 0 |  |  |  | 0 | 0 | 0
• |  | Making good works around where roof lantern removed/installed | 1 | Item |  |  | 0 |  |  |  | 0 | 0 | 0
• |  | Allowance for sedum roof repairs | 1 | Item |  |  | 0 |  |  |  | 0 | 0 | 0
• |  | Mansafe system; including specialist design | 60 | m |  |  | 0 |  |  |  | 0 | 0 | 0
|  | Roof drainage; |  |  |  |  | 0 |  |  |  | 0 | 0 | 0
• |  | Allowance for the modification of the existing roof drainage | 1 | Item |  |  | 0 |  |  |  | 0 | 0 | 0
[7 empty] | 0 |  |  |  | 0 | 0 | 0
|  | Rooflights/openings; assume not required |  |  |  |  | 0 |  |  |  | 0 | 0 | 0
• |  | New lantern; including alterations around and design development of potential security concerns | 1 | Item |  |  | 0 |  |  |  | 0 | 0 | 0
[7 empty] | 0 |  |  |  | 0 | 0 | 0
2.4 |  | Stairs and ramps |  |  |  |  | 0 |  |  |  | 0 | 0 | 0
|  | Stair structures; |  |  |  |  | 0 |  |  |  | 0 | 0 | 0
• |  | Basement to ground floor; metal staircase, mild steel with lacquer finish | 1 | Nr |  |  | 0 |  |  |  | 0 | 0 | 0
|  | Stair finishes; |  |  |  |  | 0 |  |  |  | 0 | 0 | 0
• |  | Basement to ground floor; aluminium honeycomb panel with polished concrete topping and metal strip inset nosing to match | 1 | Nr |  |  | 0 |  |  |  | 0 | 0 | 0
|  | Stair balustrades and handrails; |  |  |  |  | 0 |  |  |  | 0 | 0 | 0
• |  | Basement to ground floor; wall mounted handrail |  |  |  |  | 0 |  |  |  | 0 | 0 | 0
• |  | Basement to ground floor; combined timber handrail and balustrade | 1 | Nr |  |  | 0 |  |  |  | 0 | 0 | 0
[7 empty] | 0 |  |  |  | 0 | 0 | 0
2.5 |  | External Walls |  |  |  |  | 0 |  |  |  | 0 | 0 | 0
• |  | Refurbishment of timber cladding that was removed; assume rub down and re varnish | 31 | m2 |  |  | 0 |  |  |  | 0 | 0 | 0
• |  | Installation of retained, refurbished timber cladding; including new fixings, waterproofing layer, insulation and sheathing | 31 | m2 |  |  | 0 |  |  |  | 0 | 0 | 0
• |  | New external wall to rear elevation where new glazing unit; plywood, breather membrane, rigid insulation, battens and vertical timber weatherboarding with painted finish to match existing | 21 | m2 |  |  | 0 |  |  |  | 0 | 0 | 0
• |  | Parapet wall to above; Rigid insulation, plywood upstand, VCL, timber weatherboarding | 2.1 | m2 |  |  | 0 |  |  |  | 0 | 0 | 0
• |  | Coping to new external wall; aluminium coping with powder coating finish | 7 | m |  |  | 0 |  |  |  | 0 | 0 | 0
• |  | Entrance door frame; folded stainless steel sheet with electrochemical finish on exterior grade plywood to form portal frame | 12.2 | m2 |  |  | 0 |  |  |  | 0 | 0 | 0
• |  | External ASHP plant enclosure, including doors | 1 | Item |  |  | 0 |  |  |  | 0 | 0 | 0
• |  | Allowance for required modifications to external walls at front elevations | 1 | Item |  |  | 0 |  |  |  | 0 | 0 | 0
• |  | Allowance for minor remedial works to retained external walls | 1 | Item |  |  | 0 |  |  |  | 0 | 0 | 0
[7 empty] | 0 |  |  |  | 0 | 0 | 0
2.6 |  | Windows and external doors |  |  |  |  | 0 |  |  |  | 0 | 0 | 0
|  | External windows; |  |  |  |  | 0 |  |  |  | 0 | 0 | 0
• |  | W.01.01 | 5.4 | m2 |  |  | 0 |  |  |  | 0 | 0 | 0
• |  | W.02.01 - Fixed double glazed timber window, paint finish to timber, to match existing windows, fitted in existing structural opening | 4.5 | m2 |  |  | 0 |  |  |  | 0 | 0 | 0
• |  | W.01.03 - Steel framed fixed window to Reveller Studio | 1 | item |  |  | 0 |  |  |  | 0 | 0 | 0
• |  | Heritage window conservation works |  | See below |  |  | 0 |  |  |  | 0 | 0 | 0
• |  | Allowance for additional works to retained, existing windows e.g. cleaning | 1 | item |  |  | 0 |  |  |  | 0 | 0 | 0
[7 empty] | 0 |  |  |  | 0 | 0 | 0
|  | External doors; |  |  |  |  | 0 |  |  |  | 0 | 0 | 0
• |  | New doors to conservation spec; including ironmongery; details to be developed |  |  |  |  | 0 |  |  |  | 0 | 0 | 0
• |  | D.A1.01 (Moat Level Lift) | 1 | Nr |  |  | 0 |  |  |  | 0 | 0 | 0
• |  | D.A2.01 (Moat Level Stair) | 1 | Nr |  |  | 0 |  |  |  | 0 | 0 | 0
• |  | D.A3.01 (Moat Level Learning Storage) | 1 | Nr |  |  | 0 |  |  |  | 0 | 0 | 0
• |  | D.A4.01 (Moat Level) | 1 | Nr |  |  | 0 |  |  |  | 0 | 0 | 0
• |  | D.A5.01 (Moat Level) | 1 | Nr |  |  | 0 |  |  |  | 0 | 0 | 0
• |  | D.A6.01 (Moat Level) | 1 | Nr |  |  | 0 |  |  |  | 0 | 0 | 0
• |  | D.04.13 (Visitors WCs) | 1 | Nr |  |  | 0 |  |  |  | 0 | 0 | 0
|  | Existing doors to conservation spec; |  |  |  |  | 0 |  |  |  | 0 | 0 | 0
• |  | D.A7.01 (Moat Level Plant) |  | N/A |  |  | 0 |  |  |  | 0 | 0 | 0
• |  | D.A8.01 (Moat Level Store) |  | N/A |  |  | 0 |  |  |  | 0 | 0 | 0
• |  | D.A9.01 (Moat Level Store) |  | N/A |  |  | 0 |  |  |  | 0 | 0 | 0
• |  | D.A10.01 (Moat Level Store) |  | N/A |  |  | 0 |  |  |  | 0 | 0 | 0
• |  | D1.01 (Reveller Reception) - Glazed, steel framed, anodic powder coated finish, 2Nr double doorsets and 1Nr fixed panel; including ironmongery, handles | 1 | Item |  |  | 0 |  |  |  | 0 | 0 | 0
|  | ASHP Enclosure doors; |  |  |  |  | 0 |  |  |  | 0 | 0 | 0
• |  | D.01.04 | 1 | Nr |  |  | 0 |  |  |  | 0 | 0 | 0
• |  | D.01.05 | 1 | Nr |  |  | 0 |  |  |  | 0 | 0 | 0
|  | External panelled matchboarded door; painted, including ironmongery; |  |  |  |  | 0 |  |  |  | 0 | 0 | 0
• |  | D.09.01 (Sentury) |  |  |  |  | 0 |  |  |  | 0 | 0 | 0
• |  | Repairs to existing retained doors |  | N/A |  |  | 0 |  |  |  | 0 | 0 | 0
[7 empty] | 0 |  |  |  | 0 | 0 | 0
2.7 |  | Internal walls and partitions |  |  |  |  | 0 |  |  |  | 0 | 0 | 0
|  | Internal walls; |  |  |  |  | 0 |  |  |  | 0 | 0 | 0
• |  | Allowance for remedial works to internal walls following strip out; assume minor | 1 | Item |  |  | 0 |  |  |  | 0 | 0 | 0
• |  | WT-01 Wall lining system to existing masonry walls; gypframe GL1, 18mm plywood pattress; including brackets | 242 | m2 |  |  | 0 |  |  |  | 0 | 0 | 0
• |  | WT-02 Metal stud partition system; gypframe 48 system and 18mm ply to each side | 91 | m2 |  |  | 0 |  |  |  | 0 | 0 | 0
• |  | WT-03 Metal stud partition system; gypframe 70 system, 25mm isover acoustic partition roll | 31 | m2 |  |  | 0 |  |  |  | 0 | 0 | 0
• |  | WT-04 Independent wall lining system; 60/70 I studs and 18mm ply pattress | 159 | m2 |  |  | 0 |  |  |  | 0 | 0 | 0
• |  | WT-05; 100mm timber frame treated parpar softwood common studs | 144 | m2 |  |  | 0 |  |  |  | 0 | 0 | 0
• |  | and with pattressing locally where required |  |  |  |  | 0 |  |  |  | 0 | 0 | 0
• |  | WT-06; 19 Gyproc CoreBoard with Gypframe 48 S 50 and 2 layers of Gyproc fireline 12.5mm | 47 | m2 |  |  | 0 |  |  |  | 0 | 0 | 0
• |  | IPS Systems to WCs | 1 | Item |  |  | 0 |  |  |  | 0 | 0 | 0
[7 empty] | 0 |  |  |  | 0 | 0 | 0
|  | Internal wall linings; |  |  |  |  | 0 |  |  |  | 0 | 0 | 0
• |  | LN-01 - 15mm plasterboard and skim coat | 172 | m2 |  |  | 0 |  |  |  | 0 | 0 | 0
• |  | LN-02 - 15mm gyproc fireline and skim coat | 130 | m2 |  |  | 0 |  |  |  | 0 | 0 | 0
• |  | LN-03 - Glasroc H Tilebacker and skim to where no tiles | 95 | m2 |  |  | 0 |  |  |  | 0 | 0 | 0
• |  | LN-04 - MR Plasterboard with skim and solid grade laminate backing board | 246 | m2 |  |  | 0 |  |  |  | 0 | 0 | 0
• |  | LN-05 - MR plasterboard and skim | 102 | m2 |  |  | 0 |  |  |  | 0 | 0 | 0
• |  | LN-06 - 13mm solid grade laminate on 3mm backing board | 0 | m2 |  |  | 0 |  |  |  | 0 | 0 | 0
• |  | LN-07 - 2 layers of Gyproc Soundbloc; 12.5mm | 42 | m2 |  |  | 0 |  |  |  | 0 | 0 | 0
• |  | LN-08 - Baswa aluminium L profile & plasterboard with trim; with plasterboard with skim and timber battens | 120 | m2 |  |  | 0 |  |  |  | 0 | 0 | 0
• |  | LN-09 - Baswa aluminium L profile on plasterboard with trim (to have | 67 | m2 |  |  | 0 |  |  |  | 0 | 0 | 0
• |  | Autex acoustic panel finish, included in finishes below), incl all trims and channels | 0 | 0 |  |  | 0 |  |  |  | 0 | 0 | 0
• |  | LN-10 - Plywood on timber battens (to have stainless steel finish with electrochemical colouring, included in finishes below) | 76 | m2 |  |  | 0 |  |  |  | 0 | 0 | 0
• |  | Blockwork to form lift shaft; 150mm, including fireproofing | 45 | m2 |  |  | 0 |  |  |  | 0 | 0 | 0
• |  | Steel framed glazed screen with powder coated finish: | 1 | Item |  |  | 0 |  |  |  | 0 | 0 | 0
• |  | Staff Room Glazing | 1 | Item |  |  | 0 |  |  |  | 0 | 0 | 0
• |  | Quiet Room Glazing | 1 | Item |  |  | 0 |  |  |  | 0 | 0 | 0
• |  | Community Room Glazing - Curved around ceiling arch | 1 | Item |  |  | 0 |  |  |  | 0 | 0 | 0
• |  | Secondary steelwork requirements associated with glazing | 1 | Item |  |  | 0 |  |  |  | 0 | 0 | 0
• |  | Extra over for forming openings in walls | 27 | nr |  |  | 0 |  |  |  | 0 | 0 | 0
|  | Moveable room dividers: |  |  |  |  | 0 |  |  |  | 0 | 0 | 0
• |  | Folding screen to Reception | 1 | Item |  |  | 0 |  |  |  | 0 | 0 | 0
[7 empty] | 0 |  |  |  | 0 | 0 | 0
2.8 |  | Internal doors |  |  |  |  | 0 |  |  |  | 0 | 0 | 0
|  | Internal doors; to Ground Level: |  |  |  |  | 0 |  |  |  | 0 | 0 | 0
• |  | Type 1a; Timber flush painted door; Single Leaf; FD30; to Breakout Space | 1 | Nr |  |  | 0 |  |  |  | 0 | 0 | 0
• |  | Ironmongery set to above | 1 | Nr |  |  | 0 |  |  |  | 0 | 0 | 0
• |  | Type 1b; Timber flush painted door; Double Leaf; FD30 to Breakout Space | 4 | Nr |  |  | 0 |  |  |  | 0 | 0 | 0
• |  | Ironmongery set to above | 4 | Nr |  |  | 0 |  |  |  | 0 | 0 | 0
• |  | Type 2; Timber painted door; Single Leaf; FD30; to Storage Cupboards | 2 | Nr |  |  | 0 |  |  |  | 0 | 0 | 0
• |  | Ironmongery set to above | 2 | Nr |  |  | 0 |  |  |  | 0 | 0 | 0
• |  | Type 3; Single Timber painted door; Single Leaf; to Accessible WCs | 5 | Nr |  |  | 0 |  |  |  | 0 | 0 | 0
• |  | Ironmongery set to above | 5 | Nr |  |  | 0 |  |  |  | 0 | 0 | 0
• |  | Type 4a; Recessed Timber painted door; 1.5 Leaf; FD30; to Learning Corridor | 1 | Nr |  |  | 0 |  |  |  | 0 | 0 | 0
• |  | Ironmongery set to above | 1 | Nr |  |  | 0 |  |  |  | 0 | 0 | 0
• |  | Type 4b; Recessed Timber painted door; Double Leaf; FD30; to Learning Corridor | 1 | Nr |  |  | 0 |  |  |  | 0 | 0 | 0
• |  | Ironmongery set to above | 1 | Nr |  |  | 0 |  |  |  | 0 | 0 | 0
• |  | Type 5; Glazed Door; Single Leaf; to Community Room, Quiet Room & Office | 3 | Nr |  |  | 0 |  |  |  | 0 | 0 | 0
• |  | Ironmongery set to above | 3 | Nr |  |  | 0 |  |  |  | 0 | 0 | 0
• |  | Type 6; Timber painted door; Single Leaf; FD30; to Breakout Space | 1 | Nr |  |  | 0 |  |  |  | 0 | 0 | 0
• |  | Ironmongery set to above | 1 | Nr |  |  | 0 |  |  |  | 0 | 0 | 0
• |  | Type 7; Timber painted door; Single Leaf; to WCs | 9 | Nr |  |  | 0 |  |  |  | 0 | 0 | 0
• |  | Ironmongery set to above | 9 | Nr |  |  | 0 |  |  |  | 0 | 0 | 0
• |  | Type 8; Bespoke Glazed Door; Single Leaf; to Reception | 1 | Nr |  |  | 0 |  |  |  | 0 | 0 | 0
• |  | Ironmongery set to above | 1 | Nr |  |  | 0 |  |  |  | 0 | 0 | 0
• |  | Type 9; Bespoke Timber Door; Single Leaf; to Sentry | 1 | Nr |  |  | 0 |  |  |  | 0 | 0 | 0
• |  | Ironmongery set to above | 1 | Nr |  |  | 0 |  |  |  | 0 | 0 | 0
• |  | Other Door; Assumed Timber Door; Double Leaf; FD30; to Studio | 1 | Nr |  |  | 0 |  |  |  | 0 | 0 | 0
• |  | Signage to above; required to 14 nr doors | 14 | Nr |  |  | 0 |  |  |  | 0 | 0 | 0
• |  | Access hatches | 1 | Item |  |  | 0 |  |  |  | 0 | 0 | 0
|  | Shutters; |  |  |  |  | 0 |  |  |  | 0 | 0 | 0
|  | No associated works |  |  |  |  | 0 |  |  |  | 0 | 0 | 0
|  | Architraves; |  |  |  |  | 0 |  |  |  | 0 | 0 | 0
• |  | To single leaf doors; timber, painted, simple design | 2 | Nr |  |  | 0 |  |  |  | 0 | 0 | 0
• |  | To 1.5 leaf doors; timber, painted, simple design | 2 | Nr |  |  | 0 |  |  |  | 0 | 0 | 0
• |  | Samples for planning and Historic England | 1 | Item |  |  | 0 |  |  |  | 0 | 0 | 0
[7 empty] | 0 |  |  |  | 0 | 0 | 0
[7 empty] | 0 |  |  |  | 0 | 0 | 0
|  | Sub-total | [10 empty] | 0
3 |  | Internal Finishes
3.1 |  | Wall Finishes |  |  |  |  | 0 |  |  |  | 0 | 0 | 0
|  | Finishes to walls and columns; |  |  |  |  | 0 |  |  |  | 0 | 0 | 0
• |  | Waterproofing / ditra matting to wet (WC) areas |  | Incl Internal Walls |  |  | 0 |  |  |  | 0 | 0 | 0
• |  | Acoustic plaster lining; Baswa Phon Classic, 40mm thick, white finish | 15 | m2 |  |  | 0 |  |  |  | 0 | 0 | 0
• |  | RVL.08 Office |  |  |  |  | 0 |  |  |  | 0 | 0 | 0
• |  | Johnson Ivory Tiles; gloss; mural blend series; 150 x 75mm; to WCs, Community room, Quiet room, Office, Lift ground level & Stairs ground level | 95 | m2 |  |  | 0 |  |  |  | 0 | 0 | 0
• |  | Autex Acoustic panelling; to Community room, Quiet room & Office | 67 | m2 |  |  | 0 |  |  |  | 0 | 0 | 0
• |  | Stainless steel finish with electrochemical colouring; to Lift ground level, Stair ground level, Lift moat level | 76 | m2 |  |  | 0 |  |  |  | 0 | 0 | 0
• |  | Painted wall finish; assume Little Greene or similar, 1Nr mist coat and 2Nr top coats; to all other areas | 906 | m2 |  |  | 0 |  |  |  | 0 | 0 | 0
• | [6 empty] | 0 |  |  |  | 0 | 0 | 0
• |  | Clean and repair existing brick exposed |  |  |  |  | 0 |  |  |  | 0 | 0 | 0
• |  | A1.UB Lift Moat Level | 100 | m2 |  |  | 0 |  |  |  | 0 | 0 | 0
• |  | A2.UB Stair Moat Level | 103 | m2 |  |  | 0 |  |  |  | 0 | 0 | 0
• |  | A3 Learning Storage | 83 | m2 |  |  | 0 |  |  |  | 0 | 0 | 0
• |  | A4 Visitors WC | 116 | m2 |  |  | 0 |  |  |  | 0 | 0 | 0
• |  | A5 + A6 Moat Staff & Volunteers Space A + B | 161 | m2 |  |  | 0 |  |  |  | 0 | 0 | 0
• |  | A7 Moat Plant | 68 | m2 |  |  | 0 |  |  |  | 0 | 0 | 0
• |  | A8 Arches | 66 | m2 |  |  | 0 |  |  |  | 0 | 0 | 0
• |  | A09 Store A | 62 | m2 |  |  | 0 |  |  |  | 0 | 0 | 0
• |  | A10 Store B | 60 | m2 |  |  | 0 |  |  |  | 0 | 0 | 0
|  | Existing masonry cleaned and repointed; including Little Greene paint: |  |  |  |  | 0 |  |  |  | 0 | 0 | 0
• |  | RVL.04 Break Out Space | 51 | m2 |  |  | 0 |  |  |  | 0 | 0 | 0
[7 empty] | 0 |  |  |  | 0 | 0 | 0
3.2 |  | Floor finishes |  |  |  |  | 0 |  |  |  | 0 | 0 | 0
|  | Finishes to floors; |  |  |  |  | 0 |  |  |  | 0 | 0 | 0
|  | Waterproofing / ditra matting to wet (WC) areas | 1 | Item |  |  | 0 |  |  |  | 0 | 0 | 0
|  | FT-01; Timber Board flooring; Engineered European Oak; blue stain; square edged; sub-layers included above |  |  |  |  | 0 |  |  |  | 0 | 0 | 0
• |  | RVL.01 Reception | 65 | m2 |  |  | 0 |  |  |  | 0 | 0 | 0
• |  | RVL.02 Studio | 89 | m2 |  |  | 0 |  |  |  | 0 | 0 | 0
|  | FT-02; Entrance matting; Forbo Tuftiguard Nuway Classic; 12mm; single, closed |  |  |  |  | 0 |  |  |  | 0 | 0 | 0
• |  | RVL.01 Lobby / Reception | 17 | m2 |  |  | 0 |  |  |  | 0 | 0 | 0
|  | FT-03, FT-04, FT-07; Marmoleum Vinyl flooring; Forbo Surestep; sub-layers including above; supply cost £25/m2 |  |  |  |  | 0 |  |  |  | 0 | 0 | 0
• |  | RVL.04 Break Out Space | 40 | m2 |  |  | 0 |  |  |  | 0 | 0 | 0
• |  | GF Toilet area | 30 | m2 |  |  | 0 |  |  |  | 0 | 0 | 0
• |  | RVL.07 Community Room | 91 | m2 |  |  | 0 |  |  |  | 0 | 0 | 0
|  | FT-05A, FT-05B, FT-06, FT-08, FT-10; Quarry tile floor finish; Ketley Brick Quarry Tiles; Staffordshire Brown Brindle; 215 x 102.5 x 18mm; sub-layers including above; including grouting etc |  |  |  |  | 0 |  |  |  | 0 | 0 | 0
[7 empty] | 0 |  |  |  | 0 | 0 | 0
• |  | RVL.04 Break Out Space | 40 | m2 |  |  | 0 |  |  |  | 0 | 0 | 0
• |  | GF Toilet area | 30 | m2 |  |  | 0 |  |  |  | 0 | 0 | 0
• |  | RVL.06 Learning Corridor | 41 | m2 |  |  | 0 |  |  |  | 0 | 0 | 0
• |  | A1.GF Lift Ground Level | 19 | m2 |  |  | 0 |  |  |  | 0 | 0 | 0
• |  | A2.GF Stair Ground Level | 3 | m2 |  |  | 0 |  |  |  | 0 | 0 | 0
|  | FT-11; Pedestrian grille housed In bespoke metal tray to: |  |  |  |  | 0 |  |  |  | 0 | 0 | 0
• |  | A1.UB Lift Moat Level | 1 | Item |  |  | 0 |  |  |  | 0 | 0 | 0
• |  | A1. UB Stair Moat Level | 1 | Item |  |  | 0 |  |  |  | 0 | 0 | 0
|  | FT-09; Carpet; Joseph Hamilton & Seaton; Tretford; with acoustic underlay; sub-layers included above |  |  |  |  | 0 |  |  |  | 0 | 0 | 0
• |  | RVL.09 Office | 24 | m2 |  |  | 0 |  |  |  | 0 | 0 | 0
• |  | RVL.08 Quiet Room | 22 | m2 |  |  | 0 |  |  |  | 0 | 0 | 0
|  | Floors to be retained as existing; cleaning - see substructure for works to sub-layers |  |  |  |  | 0 |  |  |  | 0 | 0 | 0
• |  | Arches; Moat Plant | 11 | m2 |  |  | 0 |  |  |  | 0 | 0 | 0
• |  | Arches; A8 | 9 | m2 |  |  | 0 |  |  |  | 0 | 0 | 0
• |  | Arches; Store A | 8 | m2 |  |  | 0 |  |  |  | 0 | 0 | 0
• |  | Arches; Store B | 7 | m2 |  |  | 0 |  |  |  | 0 | 0 | 0
• |  | Arches; Learning Storage | 17 | m2 |  |  | 0 |  |  |  | 0 | 0 | 0
• |  | Arches; Visitors WC | 13 | m2 |  |  | 0 |  |  |  | 0 | 0 | 0
• |  | Arches; Moat Staff & Volunteers Space A | 14 | m2 |  |  | 0 |  |  |  | 0 | 0 | 0
• |  | Arches; Moat Staff & Volunteers Space B | 12 | m2 |  |  | 0 |  |  |  | 0 | 0 | 0
• |  | Lift Lobby | 11 | m2 |  |  | 0 |  |  |  | 0 | 0 | 0
• |  | Threshold strips | 1 | Item |  |  | 0 |  |  |  | 0 | 0 | 0
[7 empty] | 0 |  |  |  | 0 | 0 | 0
|  | Skirtings; |  |  |  |  | 0 |  |  |  | 0 | 0 | 0
|  | Timber skirtings; softwood timber skirting with paint finish; | 231 | m |  |  | 0 |  |  |  | 0 | 0 | 0
• |  | Ground Floor | 28 | m |  |  | 0 |  |  |  | 0 | 0 | 0
• |  | Basement |  |  |  |  | 0 |  |  |  | 0 | 0 | 0
[7 empty] | 0 |  |  |  | 0 | 0 | 0
3.3 |  | Ceiling Finishes |  |  |  |  | 0 |  |  |  | 0 | 0 | 0
|  | Finishes to ceilings; |  |  |  |  | 0 |  |  |  | 0 | 0 | 0
• |  | CT-01; Suspended plasterboard ceiling with acoustic plaster lining; | 274 | m2 |  |  | 0 |  |  |  | 0 | 0 | 0
• |  | Reception |  |  |  |  | 0 |  |  |  | 0 | 0 | 0
• |  | Studio |  |  |  |  | 0 |  |  |  | 0 | 0 | 0
• |  | Breakout space |  |  |  |  | 0 |  |  |  | 0 | 0 | 0
• |  | Learning Corridor |  |  |  |  | 0 |  |  |  | 0 | 0 | 0
• |  | Community Room |  |  |  |  | 0 |  |  |  | 0 | 0 | 0
• |  | Quiet Room |  |  |  |  | 0 |  |  |  | 0 | 0 | 0
• |  | Office |  |  |  |  | 0 |  |  |  | 0 | 0 | 0
• |  | CT-02; Suspended MR plasterboard ceiling; to WCs | 70 | m2 |  |  | 0 |  |  |  | 0 | 0 | 0
• |  | CT-03; Arched plasterboard ceiling with acoustic plaster lining; to Community Room | 79 | m2 |  |  | 0 |  |  |  | 0 | 0 | 0
• |  | CT-04; Paint finish to masonry, Little Greene or similar | 52 | m2 |  |  | 0 |  |  |  | 0 | 0 | 0
• |  | CT-05; Brick cleaned and repointed | 52 | m2 |  |  | 0 |  |  |  | 0 | 0 | 0
• |  | CT-06; MR Plasterboard on timber rafters | 96 | m2 |  |  | 0 |  |  |  | 0 | 0 | 0
• |  | Decoration to ceilings; paint, Little Greene or similar | 519 | m2 |  |  | 0 |  |  |  | 0 | 0 | 0
|  | Existing brick ceiling exposed; clean and repair: |  |  |  |  | 0 |  |  |  | 0 | 0 | 0
• |  | Ground Floor | 15 | m2 |  |  | 0 |  |  |  | 0 | 0 | 0
|  | Existing ceiling; to be cleaned and retained |  |  |  |  | 0 |  |  |  | 0 | 0 | 0
• |  | Ground Floor | 71 | m2 |  |  | 0 |  |  |  | 0 | 0 | 0
• |  | Arches | 75 | m2 |  |  | 0 |  |  |  | 0 | 0 | 0
• |  | Channels/detailing for track/linear lighting | 1 | Item |  |  | 0 |  |  |  | 0 | 0 | 0
• |  | Pattressing and bulkheads | 1 | Item |  |  | 0 |  |  |  | 0 | 0 | 0
• |  | Access panels; fire rated | 1 | Item |  |  | 0 |  |  |  | 0 | 0 | 0
• |  | Cornicing and coving |  | N/A |  |  | 0 |  |  |  | 0 | 0 | 0
[7 empty] | 0 |  |  |  | 0 | 0 | 0
[7 empty] | 0 |  |  |  | 0 | 0 | 0
|  | Sub-total | [10 empty] | 0
4 |  | Fittings, furnishings and equipment
[7 empty] | 0 |  |  |  | 0 | 0 | 0
4.1 |  | General fittings, furnishings and equipment |  |  |  |  | 0 |  |  |  | 0 | 0 | 0
|  | General fittings |  |  |  |  | 0 |  |  |  | 0 | 0 | 0
|  | RVL.01 Reveller Reception: |  |  |  |  | 0 |  |  |  | 0 | 0 | 0
• |  | Reception desk; softwood and ply carcass, metal clad, linoleum top | 1 | Item |  |  | 0 |  |  |  | 0 | 0 | 0
• |  | Low level storage in MDF carcassing, form seating in surround | 1.5 | m |  |  | 0 |  |  |  | 0 | 0 | 0
• |  | Concealed metal riser doors | 2.5 | m |  |  | 0 |  |  |  | 0 | 0 | 0
|  | RVL.02 Reveller Studio: |  |  |  |  | 0 |  |  |  | 0 | 0 | 0
|  | Acoustic rated sliding partition wall |  |  |  |  | 0 |  |  |  | 0 | 0 | 0
• |  | Cupboard joinery; linoleum faced, plywood, low level storage | 3.5 | m |  |  | 0 |  |  |  | 0 | 0 | 0
• |  | Manual black out blinds to doors | 8.2 | m2 |  |  | 0 |  |  |  | 0 | 0 | 0
• |  | Automatic black out blinds to rooflight and windows | 1 | Item |  |  | 0 |  |  |  | 0 | 0 | 0
|  | RVL.03 Reveller Breakout Space |  |  |  |  | 0 |  |  |  | 0 | 0 | 0
• |  | Compartment formed of softwood timber studs with plasterboard and solid timber doors | 1 | Item |  |  | 0 |  |  |  | 0 | 0 | 0
[7 empty] | 0 |  |  |  | 0 | 0 | 0
• |  | Cupboard joinery; linoleum faced, plywood | 6 | m |  |  | 0 |  |  |  | 0 | 0 | 0
|  | RVL.04 WCs |  |  |  |  | 0 |  |  |  | 0 | 0 | 0
• |  | Mirrors | 1 | Item |  |  | 0 |  |  |  | 0 | 0 | 0
|  | RVL.06 Community Room |  |  |  |  | 0 |  |  |  | 0 | 0 | 0
• |  | Cupboard joinery; linoleum faced, plywood | 12.3 | m |  |  | 0 |  |  |  | 0 | 0 | 0
|  | RVL.07 Quiet Room |  |  |  |  | 0 |  |  |  | 0 | 0 | 0
• |  | Plywood cupboard joinery and bench; linoleum faced | 5 | m |  |  | 0 |  |  |  | 0 | 0 | 0
|  | RVL.08 Office |  |  |  |  | 0 |  |  |  | 0 | 0 | 0
• |  | Cupboard joinery; linoleum faced, plywood | 1 | m |  |  | 0 |  |  |  | 0 | 0 | 0
• |  | Worktop and sink | 1 | Item |  |  | 0 |  |  |  | 0 | 0 | 0
• |  | Voile curtain | 1 | Item |  |  | 0 |  |  |  | 0 | 0 | 0
|  | Domestic kitchen fittings & equipment |  |  |  |  | 0 |  |  |  | 0 | 0 | 0
|  | RVL.08 Office - Teapoint; |  |  |  |  | 0 |  |  |  | 0 | 0 | 0
• |  | Cupboards, worktops, splashback | 1 | Item |  |  | 0 |  |  |  | 0 | 0 | 0
• |  | Maris water boiling tap | 1 | Nr |  |  | 0 |  |  |  | 0 | 0 | 0
• |  | Miele refrigerator | 1 | Nr |  |  | 0 |  |  |  | 0 | 0 | 0
• |  | Miele dishwasher | 1 | Nr |  |  | 0 |  |  |  | 0 | 0 | 0
• |  | Miele microwave oven |  | Excluded |  |  | 0 |  |  |  | 0 | 0 | 0
• |  | Sirius sink | 1 | Nr |  |  | 0 |  |  |  | 0 | 0 | 0
|  | RVL.06 Community Room - Teapoint; |  |  |  |  | 0 |  |  |  | 0 | 0 | 0
• |  | Cupboards, worktops, splashback | 1 | Item |  |  | 0 |  |  |  | 0 | 0 | 0
• |  | Maris water boiling tap | 1 | Nr |  |  | 0 |  |  |  | 0 | 0 | 0
• |  | Miele refrigerator | 1 | Nr |  |  | 0 |  |  |  | 0 | 0 | 0
• |  | Miele dishwasher | 0 | 0 |  |  | 0 |  |  |  | 0 | 0 | 0
• |  | Miele microwave oven |  | Excluded |  |  | 0 |  |  |  | 0 | 0 | 0
• |  | Sirius sink | 2 | Nr |  |  | 0 |  |  |  | 0 | 0 | 0
• |  | Eos stainless steel tap | 2 | Nr |  |  | 0 |  |  |  | 0 | 0 | 0
|  | A3 Moat Level Arches (Learning Storage); |  |  |  |  | 0 |  |  |  | 0 | 0 | 0
• |  | Cupboards, worktops, splashback | 1 | Item |  |  | 0 |  |  |  | 0 | 0 | 0
• |  | Miele refrigerator | 1 | Nr |  |  | 0 |  |  |  | 0 | 0 | 0
• |  | Miele dishwasher | 1 | Nr |  |  | 0 |  |  |  | 0 | 0 | 0
• |  | Miele microwave oven |  | Excluded |  |  | 0 |  |  |  | 0 | 0 | 0
• |  | Sirius sink | 2 | Nr |  |  | 0 |  |  |  | 0 | 0 | 0
|  | Cleaner's Room; |  |  |  |  | 0 |  |  |  | 0 | 0 | 0
• |  | Sink basin | 1 | Nr |  |  | 0 |  |  |  | 0 | 0 | 0
• |  | Basin pillar tap | 1 | Nr |  |  | 0 |  |  |  | 0 | 0 | 0
• |  | Wall mount | 1 | Nr |  |  | 0 |  |  |  | 0 | 0 | 0
• |  | Free waste | 1 | Nr |  |  | 0 |  |  |  | 0 | 0 | 0
• |  | Leg set | 1 | Nr |  |  | 0 |  |  |  | 0 | 0 | 0
• |  | Bottle trap | 1 | Nr |  |  | 0 |  |  |  | 0 | 0 | 0
|  | Quiet Room; | 1 | Nr |  |  | 0 |  |  |  | 0 | 0 | 0
• |  | Countertop vanity basin | 1 | Nr |  |  | 0 |  |  |  | 0 | 0 | 0
• |  | Deck mounted manual tap | 1 | Nr |  |  | 0 |  |  |  | 0 | 0 | 0
[7 empty] | 0 |  |  |  | 0 | 0 | 0
|  | Signs/notices: |  |  |  |  | 0 |  |  |  | 0 | 0 | 0
• |  | Statutory signage | 1 | Item |  |  | 0 |  |  |  | 0 | 0 | 0
• |  | HRP signage | 1 | Item |  |  | 0 |  |  |  | 0 | 0 | 0
[7 empty] | 0 |  |  |  | 0 | 0 | 0
|  | Sub-total | [10 empty] | 0
5 |  | Services
[7 empty] | 0 |  |  |  | 0 | 0 | 0
5.1 |  | Sanitaryware Installations |  |  |  |  | 0 |  |  |  | 0 | 0 | 0
|  | Sanitaryware appliances - Typical WC; |  |  |  |  | 0 |  |  |  | 0 | 0 | 0
• |  | Toilet; wall mounted, Duravit, including seat, flush plate, concealed Sigma cistern; or equal and approved | 10 | Nr |  |  | 0 |  |  |  | 0 | 0 | 0
• |  | Hand basin; ceramic; Duravit, or equal and approved | 10 | Nr |  |  | 0 |  |  |  | 0 | 0 | 0
• |  | Bottle waste trap; Duravit ; or equal and approved | 10 | Nr |  |  | 0 |  |  |  | 0 | 0 | 0
• |  | Deck mounted manual tap; The Splash Lab or equal and approved | 10 | Nr |  |  | 0 |  |  |  | 0 | 0 | 0
• |  | Jumbo toilet roll holder; The Splash Lab or equal and approved | 10 | Nr |  |  | 0 |  |  |  | 0 | 0 | 0
• |  | Wall mounted manual foam soap dispenser; Dolphin or equal and approved | 10 | Nr |  |  | 0 |  |  |  | 0 | 0 | 0
• |  | Toilet brush with holder; The Splash Lab or equal and approved | 10 | Nr |  |  | 0 |  |  |  | 0 | 0 | 0
• |  | Wall mounted waste bin 25L; The Splash Lab or equal and approved | 10 | Nr |  |  | 0 |  |  |  | 0 | 0 | 0
• |  | Wall mounted towel dispenser; The Splash Lab or equal and approved | 10 | Nr |  |  | 0 |  |  |  | 0 | 0 | 0
• |  | Wall mounted sanitary bin; The Splash Lab or equal and approved | 10 | Nr |  |  | 0 |  |  |  | 0 | 0 | 0
• |  | Mirror on plywood | 20 | Nr |  |  | 0 |  |  |  | 0 | 0 | 0
• |  | Coat hook; All good or equal and approved | 20 | Nr |  |  | 0 |  |  |  | 0 | 0 | 0
[7 empty] | 0 |  |  |  | 0 | 0 | 0
|  | Sanitaryware appliances - Ambulent WC; |  |  |  |  | 0 |  |  |  | 0 | 0 | 0
• |  | Toilet; wall mounted, Duravit, including seat, flush plate, concealed Sigma cistern or equal and approved | 1 | Nr |  |  | 0 |  |  |  | 0 | 0 | 0
• |  | Hand basin; Duravit, ceramic or equal and approved | 1 | Nr |  |  | 0 |  |  |  | 0 | 0 | 0
• |  | Bottle waste trap; Duravit or equal and approved | 1 | Nr |  |  | 0 |  |  |  | 0 | 0 | 0
• |  | Jumbo toilet roll holder; The Splash Lab or equal and approved | 1 | Nr |  |  | 0 |  |  |  | 0 | 0 | 0
• |  | Deck mounted manual tap; The Splash Lab or equal and approved | 1 | Nr |  |  | 0 |  |  |  | 0 | 0 | 0
• |  | Wall mounted sensor operated soap dispenser; Dolphin or equal and approved | 1 | Nr |  |  | 0 |  |  |  | 0 | 0 | 0
• |  | Toilet brush with holder; The Splash Lab or equal and approved | 1 | Nr |  |  | 0 |  |  |  | 0 | 0 | 0
• |  | Wall mounted waste bin 25L; The Splash Lab or equal and approved | 1 | Nr |  |  | 0 |  |  |  | 0 | 0 | 0
• |  | Wall mounted towel dispenser; The Splash Lab or equal and approved | 1 | Nr |  |  | 0 |  |  |  | 0 | 0 | 0
• |  | Wall mounted sanitary bin; The Splash Lab or equal and approved | 1 | Nr |  |  | 0 |  |  |  | 0 | 0 | 0
• |  | Mirror on plywood | 2 | Nr |  |  | 0 |  |  |  | 0 | 0 | 0
• |  | Coat hook; All good or equal and approved | 2 | Nr |  |  | 0 |  |  |  | 0 | 0 | 0
• |  | Straight grab bar; 600mm ,The Splash Lab or equal and approved | 2 | Nr |  |  | 0 |  |  |  | 0 | 0 | 0
• |  | Straight grab bar; 450mm ,The Splash Lab or equal and approved | 1 | Nr |  |  | 0 |  |  |  | 0 | 0 | 0
• |  | Metal floating shelf; Allgood or equal and approved | 1 | Nr |  |  | 0 |  |  |  | 0 | 0 | 0
[7 empty] | 0 |  |  |  | 0 | 0 | 0
|  | Sanitaryware appliances - Accessible WC with baby change; |  |  |  |  | 0 |  |  |  | 0 | 0 | 0
• |  | Straight grab bar; 600mm ,The Splash Lab or equal and approved | 5 | Nr |  |  | 0 |  |  |  | 0 | 0 | 0
• |  | Straight grab bar; 450mm ,The Splash Lab or equal and approved | 1 | Nr |  |  | 0 |  |  |  | 0 | 0 | 0
• |  | DDA backrest; The Splash Lab or equal and approved | 1 | Nr |  |  | 0 |  |  |  | 0 | 0 | 0
• |  | Monolith basin; The Splash Lab or equal and approved | 1 | Nr |  |  | 0 |  |  |  | 0 | 0 | 0
• |  | Deck mounted tap; The Splash Lab or equal and approved | 1 | Nr |  |  | 0 |  |  |  | 0 | 0 | 0
• |  | Wall mounted sensor operated soap dispenser; Dolphin or equal and approved | 1 | Nr |  |  | 0 |  |  |  | 0 | 0 | 0
• |  | Stainless steel bottle trap | 1 | Nr |  |  | 0 |  |  |  | 0 | 0 | 0
• |  | Wall mounted towel dispenser; The Splash Lab or equal and approved | 1 | Nr |  |  | 0 |  |  |  | 0 | 0 | 0
• |  | Toilet brush with holder; The Splash Lab or equal and approved | 1 | Nr |  |  | 0 |  |  |  | 0 | 0 | 0
• |  | Coat hook; All good or equal and approved | 2 | Nr |  |  | 0 |  |  |  | 0 | 0 | 0
• |  | Wall mounted waste bin 25L; The Splash Lab or equal and approved | 1 | Nr |  |  | 0 |  |  |  | 0 | 0 | 0
• |  | Jumbo toilet roll holder; The Splash Lab or equal and approved | 1 | Nr |  |  | 0 |  |  |  | 0 | 0 | 0
• |  | Contour 21 close coupled delay fill, syphon cistern; Ideal Standard or equal and approved | 1 | Nr |  |  | 0 |  |  |  | 0 | 0 | 0
• |  | Contour 21 seat no cover; Ideal Standard or equal and approved | 1 | Nr |  |  | 0 |  |  |  | 0 | 0 | 0
• |  | WC Actuator, spatula cistern lever close; Ideal Standard or equal and approved | 1 | Nr |  |  | 0 |  |  |  | 0 | 0 | 0
• |  | Mirror on plywood | 2 | Nr |  |  | 0 |  |  |  | 0 | 0 | 0
• |  | Horizontal surface mounted baby change unit; Dolphin or equal and approved | 1 | Nr |  |  | 0 |  |  |  | 0 | 0 | 0
• |  | Metal floating shelf; Allgood or equal and approved | 1 | Nr |  |  | 0 |  |  |  | 0 | 0 | 0
• |  | Wall mounted sanitary bin; The Splash Lab or equal and approved | 1 | Nr |  |  | 0 |  |  |  | 0 | 0 | 0
• |  | DDA single zone assistance kit | 1 | Nr |  |  | 0 |  |  |  | 0 | 0 | 0
[7 empty] | 0 |  |  |  | 0 | 0 | 0
|  | Sanitaryware appliances - Accessible WC; |  |  |  |  | 0 |  |  |  | 0 | 0 | 0
• |  | Straight grab bar; 600mm ,The Splash Lab or equal and approved | 10 | Nr |  |  | 0 |  |  |  | 0 | 0 | 0
• |  | Straight grab bar; 450mm ,The Splash Lab or equal and approved | 2 | Nr |  |  | 0 |  |  |  | 0 | 0 | 0
• |  | DDA backrest; The Splash Lab or equal and approved | 2 | Nr |  |  | 0 |  |  |  | 0 | 0 | 0
• |  | Monolith basin; The Splash Lab or equal and approved | 2 | Nr |  |  | 0 |  |  |  | 0 | 0 | 0
• |  | Deck mounted tap; The Splash Lab or equal and approved | 2 | Nr |  |  | 0 |  |  |  | 0 | 0 | 0
• |  | Wall mounted sensor operated soap dispenser; Dolphin or equal and approved | 2 | Nr |  |  | 0 |  |  |  | 0 | 0 | 0
• |  | Stainless steel bottle trap | 2 | Nr |  |  | 0 |  |  |  | 0 | 0 | 0
• |  | Wall mounted towel dispenser; The Splash Lab or equal and approved | 2 | Nr |  |  | 0 |  |  |  | 0 | 0 | 0
• |  | Toilet brush with holder; The Splash Lab or equal and approved | 2 | Nr |  |  | 0 |  |  |  | 0 | 0 | 0
• |  | Coat hook; All good or equal and approved | 4 | Nr |  |  | 0 |  |  |  | 0 | 0 | 0
• |  | Wall mounted waste bin 25L; The Splash Lab or equal and approved | 2 | Nr |  |  | 0 |  |  |  | 0 | 0 | 0
• |  | Jumbo toilet roll holder; The Splash Lab or equal and approved | 2 | Nr |  |  | 0 |  |  |  | 0 | 0 | 0
• |  | Contour 21 close coupled delay fill, syphon cistern; Ideal Standard or equal and approved | 2 | Nr |  |  | 0 |  |  |  | 0 | 0 | 0
• |  | Contour 21 seat no cover; Ideal Standard or equal and approved | 2 | Nr |  |  | 0 |  |  |  | 0 | 0 | 0
• |  | WC Actuator, spatula cistern lever close; Ideal Standard or equal and approved | 2 | Nr |  |  | 0 |  |  |  | 0 | 0 | 0
• |  | Mirror on plywood | 4 | Nr |  |  | 0 |  |  |  | 0 | 0 | 0
• |  | Metal floating shelf; Allgood or equal and approved | 2 | Nr |  |  | 0 |  |  |  | 0 | 0 | 0
• |  | Wall mounted sanitary bin; The Splash Lab or equal and approved | 2 | Nr |  |  | 0 |  |  |  | 0 | 0 | 0
• |  | DDA single zone assistance kit | 2 | Nr |  |  | 0 |  |  |  | 0 | 0 | 0
[7 empty] | 0 |  |  |  | 0 | 0 | 0
• |  | Installation, testing and commissioning and final connections | 14 | Nr |  |  | 0 |  |  |  | 0 | 0 | 0
[7 empty] | 0 |  |  |  | 0 | 0 | 0
5.2 |  | Services Equipment |  | Included elsewhere |  |  | 0 |  |  |  | 0 | 0 | 0
[7 empty] | 0 |  |  |  | 0 | 0 | 0
5.3 |  | Disposal Installation |  |  |  |  | 0 |  |  |  | 0 | 0 | 0
|  | Disposal Installation |  |  |  |  | 0 |  |  |  | 0 | 0 | 0
|  | Disposal to: |  |  |  |  | 0 |  |  |  | 0 | 0 | 0
• |  | WC | 10 | Nr |  |  | 0 |  |  |  | 0 | 0 | 0
• |  | WHB | 10 | Nr |  |  | 0 |  |  |  | 0 | 0 | 0
• |  | Accessible WC | 3 | Nr |  |  | 0 |  |  |  | 0 | 0 | 0
• |  | WC & WHB to The Arches; pumped | 1 | Item |  |  | 0 |  |  |  | 0 | 0 | 0
• |  | Acc. WC to The Arches; pumped | 2 | Nr |  |  | 0 |  |  |  | 0 | 0 | 0
• |  | Kitchenette / tea point to office / community areas | 4 | pts |  |  | 0 |  |  |  | 0 | 0 | 0
• |  | Kitchenette / tea point to The Arches; pumped | 6 | pts |  |  | 0 |  |  |  | 0 | 0 | 0
• |  | Sink adjacent to Quiet room | 1 | Nr |  |  | 0 |  |  |  | 0 | 0 | 0
• |  | Cleaners sink adjacent to toilet area | 1 | Nr |  |  | 0 |  |  |  | 0 | 0 | 0
[7 empty] | 0 |  |  |  | 0 | 0 | 0
• |  | EO allowance for routing to avoid damage to heritage walls | 1 | Item |  |  | 0 |  |  |  | 0 | 0 | 0
[7 empty] | 0 |  |  |  | 0 | 0 | 0
• |  | Condensate pipework from FCU, HBC box, water heater & AHU | 17 | Nr |  |  | 0 |  |  |  | 0 | 0 | 0
[7 empty] | 0 |  |  |  | 0 | 0 | 0
• |  | Descale existing retained soil pipe | 1 | Item |  |  | 0 |  |  |  | 0 | 0 | 0
[7 empty] | 0 |  |  |  | 0 | 0 | 0
• |  | Dual packaged pump system; mounted externally below ground | 1 | Item |  |  | 0 |  |  |  | 0 | 0 | 0
[7 empty] | 0 |  |  |  | 0 | 0 | 0
5.4 |  | Water Installation |  |  |  |  | 0 |  |  |  | 0 | 0 | 0
• |  | Upgrade existing incoming MCWS | 1 | Item |  |  | 0 |  |  |  | 0 | 0 | 0
[7 empty] | 0 |  |  |  | 0 | 0 | 0
|  | Cold water distribution, including valves, meter etc to: |  |  |  |  | 0 |  |  |  | 0 | 0 | 0
• |  | WC | 14 | Nr |  |  | 0 |  |  |  | 0 | 0 | 0
• |  | WHB | 10 | Nr |  |  | 0 |  |  |  | 0 | 0 | 0
• |  | Disabled WC | 3 | Nr |  |  | 0 |  |  |  | 0 | 0 | 0
• |  | WC & WHB to the Arches | 1 | Item |  |  | 0 |  |  |  | 0 | 0 | 0
• |  | Disabled WC to the Arches | 2 | Nr |  |  | 0 |  |  |  | 0 | 0 | 0
• |  | Kitchenette / tea point to office area | 2 | pts |  |  | 0 |  |  |  | 0 | 0 | 0
• |  | Kitchenette / tea point to community area | 2 | pts |  |  | 0 |  |  |  | 0 | 0 | 0
• |  | Kitchenette / tea point to the Arches | 6 | Item |  |  | 0 |  |  |  | 0 | 0 | 0
• |  | Sink adjacent to Quiet room | 1 | Nr |  |  | 0 |  |  |  | 0 | 0 | 0
• |  | Cleaner sink adjacent to toilet area | 1 | Nr |  |  | 0 |  |  |  | 0 | 0 | 0
[7 empty] | 0 |  |  |  | 0 | 0 | 0
• |  | Chrome plating to CWS | 1 | Item |  |  | 0 |  |  |  | 0 | 0 | 0
• |  | EO allowance for routing to avoid damage to heritage walls | 1 | Item |  |  | 0 |  |  |  | 0 | 0 | 0
[7 empty] | 0 |  |  |  | 0 | 0 | 0
|  | Hot water distribution F&R, including valves, meter etc to: |  |  |  |  | 0 |  |  |  | 0 | 0 | 0
• |  | WHB | 10 | Nr |  |  | 0 |  |  |  | 0 | 0 | 0
• |  | Disabled WC | 3 | Nr |  |  | 0 |  |  |  | 0 | 0 | 0
• |  | WHB to The Arches | 1 | Item |  |  | 0 |  |  |  | 0 | 0 | 0
• |  | Disabled WC to The Arches | 2 | Nr |  |  | 0 |  |  |  | 0 | 0 | 0
• |  | Kitchenette / tea point to office / community areas | 4 | Item |  |  | 0 |  |  |  | 0 | 0 | 0
• |  | Kitchenette / tea point to The Arches | 6 | Nr |  |  | 0 |  |  |  | 0 | 0 | 0
• |  | Sink adjacent to Quiet room | 1 | Nr |  |  | 0 |  |  |  | 0 | 0 | 0
• |  | Cleaner sink adjacent to toilet area | 1 | Nr |  |  | 0 |  |  |  | 0 | 0 | 0
[7 empty] | 0 |  |  |  | 0 | 0 | 0
• |  | Chrome plating HWS | 1 | Item |  |  | 0 |  |  |  | 0 | 0 | 0
[7 empty] | 0 |  |  |  | 0 | 0 | 0
• |  | Trace heating to return pipework to prevent legionella | 1 | Item |  |  | 0 |  |  |  | 0 | 0 | 0
[7 empty] | 0 |  |  |  | 0 | 0 | 0
• |  | Allow for Zip tap to kitchenette to office / community areas | 1 | Item |  |  | 0 |  |  |  | 0 | 0 | 0
[7 empty] | 0 |  |  |  | 0 | 0 | 0
• |  | Plug in water dispenser to office / community areas | 2 | Nr |  |  | 0 |  |  |  | 0 | 0 | 0
[7 empty] | 0 |  |  |  | 0 | 0 | 0
• |  | 3kW local electric water heater to the Arches teapoint and WHB | 8 | Nr |  |  | 0 |  |  |  | 0 | 0 | 0
[7 empty] | 0 |  |  |  | 0 | 0 | 0
• |  | 200L exhaust air heat pump, including associated pipework and valves | 1 | Item |  |  | 0 |  |  |  | 0 | 0 | 0
[7 empty] | 0 |  |  |  | 0 | 0 | 0
• |  | Chlorination | 1 | Item |  |  | 0 |  |  |  | 0 | 0 | 0
[7 empty] | 0 |  |  |  | 0 | 0 | 0
5.5 |  | Heat Source |  | N/A |  |  | 0 |  |  |  | 0 | 0 | 0
|  | None anticipated |  |  |  |  | 0 |  |  |  | 0 | 0 | 0
[7 empty] | 0 |  |  |  | 0 | 0 | 0
5.6 |  | Space Heating & AC |  |  |  |  | 0 |  |  |  | 0 | 0 | 0
[7 empty] | 0 |  |  |  | 0 | 0 | 0
|  | VRF systems including: |  |  |  |  | 0 |  |  |  | 0 | 0 | 0
• |  | Hybrid VRF Unit | 1 | Nr |  |  | 0 |  |  |  | 0 | 0 | 0
• |  | Hybrid VRF BC Box | 1 | Nr |  |  | 0 |  |  |  | 0 | 0 | 0
• |  | Hybrid VRF Condenser | 1 | Nr |  |  | 0 |  |  |  | 0 | 0 | 0
• |  | Dedicated discharge duct to top of plant screen | 1 | Item |  |  | 0 |  |  |  | 0 | 0 | 0
[7 empty] | 0 |  |  |  | 0 | 0 | 0
• |  | Ceiling mounted MVHR unit (405mm high) | 2 | Nr |  |  | 0 |  |  |  | 0 | 0 | 0
[7 empty] | 0 |  |  |  | 0 | 0 | 0
|  | Ceiling mounted MVHR unit (260mm high) | 2 | Nr |  |  | 0 |  |  |  | 0 | 0 | 0
• |  | Fresh air intake ductwork, including plenum & louvre | 4 | Nr |  |  | 0 |  |  |  | 0 | 0 | 0
• |  | Exhaust air ductwork, including plenum & louvre | 4 | Nr |  |  | 0 |  |  |  | 0 | 0 | 0
• |  | EO routing of ductwork through non-heritage walls | 1 | Item |  |  | 0 |  |  |  | 0 | 0 | 0
• |  | FCU & ATT; 70kg | 8 | Nr |  |  | 0 |  |  |  | 0 | 0 | 0
• |  | AHU; 287 kg | 4 | Nr |  |  | 0 |  |  |  | 0 | 0 | 0
• |  | Supply ductwork to office areas | 35 | m |  |  | 0 |  |  |  | 0 | 0 | 0
• |  | Supply linear diffusers | 1 | Item |  |  | 0 |  |  |  | 0 | 0 | 0
• |  | Supply ductwork to toilets, including grille and louvre | 1 | Item |  |  | 0 |  |  |  | 0 | 0 | 0
• |  | Wall mounted electrical radiator to the Arches | 3 | Nr |  |  | 0 |  |  |  | 0 | 0 | 0
• |  | Wall mounted electrical radiator to Volunteer Spaces with LG Arches | 2 | Nr |  |  | 0 |  |  |  | 0 | 0 | 0
• |  | Overhead door heater; electric | 3 | Nr |  |  | 0 |  |  |  | 0 | 0 | 0
[7 empty] | 0 |  |  |  | 0 | 0 | 0
5.7 |  | Ventilation System |  |  |  |  | 0 |  |  |  | 0 | 0 | 0
• |  | Extract ductwork to offices areas | 25 | m |  |  | 0 |  |  |  | 0 | 0 | 0
• |  | Extract linear grilles | 12 | Nr |  |  | 0 |  |  |  | 0 | 0 | 0
[7 empty] | 0 |  |  |  | 0 | 0 | 0
• |  | Extract for microwave within kitchenette | 1 | Item |  |  | 0 |  |  |  | 0 | 0 | 0
[7 empty] | 0 |  |  |  | 0 | 0 | 0
• |  | Toilet extract, including extract fan, plenum, attenuator and louvre | 1 | Item |  |  | 0 |  |  |  | 0 | 0 | 0
• |  | WC extract to the Arches | 1 | Item |  |  | 0 |  |  |  | 0 | 0 | 0
[7 empty] | 0 |  |  |  | 0 | 0 | 0
5.8 |  | Electrical installations |  |  |  |  | 0 |  |  |  | 0 | 0 | 0
0
|  | LV Distribution |  |  |  |  | 0 |  |  |  | 0 | 0 | 0
• |  | Allowance for new in-coming power mains | 1 | Item |  |  | 0 |  |  |  | 0 | 0 | 0
• |  | Re-wire existing retained DBs from busbar chamber | 1 | Item |  |  | 0 |  |  |  | 0 | 0 | 0
• |  | Busbar chamber, including 2nr 200A isolators | 1 | Item |  |  | 0 |  |  |  | 0 | 0 | 0
[7 empty] | 0 |  |  |  | 0 | 0 | 0
• |  | 9 way 250A TPN panelboard, including breakers and meter (PB-1) | 1 | Nr |  |  | 0 |  |  |  | 0 | 0 | 0
• |  | Cabling | 1 | Nr |  |  | 0 |  |  |  | 0 | 0 | 0
[7 empty] | 0 |  |  |  | 0 | 0 | 0
• |  | 22way split DB | 3 | Nr |  |  | 0 |  |  |  | 0 | 0 | 0
• |  | Cabling | 3 | Nr |  |  | 0 |  |  |  | 0 | 0 | 0
[7 empty] | 0 |  |  |  | 0 | 0 | 0
• |  | 6 way 100A TP&N panelboard serving the Arches, including meter | 1 | Nr |  |  | 0 |  |  |  | 0 | 0 | 0
• |  | 100A isolator fed from busbar chamber | 1 | Nr |  |  | 0 |  |  |  | 0 | 0 | 0
• |  | Cabling | 1 | Nr |  |  | 0 |  |  |  | 0 | 0 | 0
[7 empty] | 0 |  |  |  | 0 | 0 | 0
• |  | Dedicated DB's to the Arches | 5 | Nr |  |  | 0 |  |  |  | 0 | 0 | 0
• |  | Cabling | 5 | Nr |  |  | 0 |  |  |  | 0 | 0 | 0
[7 empty] | 0 |  |  |  | 0 | 0 | 0
• |  | In-ground power duct for the Arches dedicated DB | 1 | Item |  |  | 0 |  |  |  | 0 | 0 | 0
[7 empty] | 0 |  |  |  | 0 | 0 | 0
|  | Small Power |  |  |  |  | 0 |  |  |  | 0 | 0 | 0
• |  | 150mm sub mains tray | 86 | m |  |  | 0 |  |  |  | 0 | 0 | 0
• |  | 100x100mm LV cable tray | 93 | m |  |  | 0 |  |  |  | 0 | 0 | 0
• |  | 75mm ELV cable basket | 102 | m |  |  | 0 |  |  |  | 0 | 0 | 0
• |  | AV cable basket | 1 | Item |  |  | 0 |  |  |  | 0 | 0 | 0
• |  | 75mm fire alarm tray | 99 | m |  |  | 0 |  |  |  | 0 | 0 | 0
• |  | 75mm lighting power tray and blinds cable tray | 1 | Item |  |  | 0 |  |  |  | 0 | 0 | 0
[7 empty] | 0 |  |  |  | 0 | 0 | 0
• |  | Power to presentation room, community area, quiet room and office areas, including AV & steel conduit | 1 | Item |  |  | 0 |  |  |  | 0 | 0 | 0
• |  | Power to the Arches, including steel conduit | 1 | Item |  |  | 0 |  |  |  | 0 | 0 | 0
• |  | EO for routing through non-heritage walls | 1 | Item |  |  | 0 |  |  |  | 0 | 0 | 0
[7 empty] | 0 |  |  |  | 0 | 0 | 0
• |  | Power to reception, including steel conduit | 1 | Item |  |  | 0 |  |  |  | 0 | 0 | 0
[7 empty] | 0 |  |  |  | 0 | 0 | 0
• |  | Small power to kitchenette, including steel conduit | 2 | Nr |  |  | 0 |  |  |  | 0 | 0 | 0
• |  | Small power to kitchenette, including steel conduit in the Arches | 1 | Nr |  |  | 0 |  |  |  | 0 | 0 | 0
[7 empty] | 0 |  |  |  | 0 | 0 | 0
• |  | Small power to hand dryers, including steel conduit | 10 | Nr |  |  | 0 |  |  |  | 0 | 0 | 0
• |  | Power to blind in Studio | 12 | Nr |  |  | 0 |  |  |  | 0 | 0 | 0
• |  | Power to lightwell blind | 1 | Nr |  |  | 0 |  |  |  | 0 | 0 | 0
[7 empty] | 0 |  |  |  | 0 | 0 | 0
• |  | Power to overhead door heater | 3 | Nr |  |  | 0 |  |  |  | 0 | 0 | 0
• |  | Power to radiators | 5 | Nr |  |  | 0 |  |  |  | 0 | 0 | 0
[7 empty] | 0 |  |  |  | 0 | 0 | 0
• |  | Cleaners sockets, including steel conduit | 7 | Nr |  |  | 0 |  |  |  | 0 | 0 | 0
|  | EO for cleaners sockets in corridor and presentation & community room to allow coverage | 3 | Nr |  |  | 0 |  |  |  | 0 | 0 | 0
[7 empty] | 0 |  |  |  | 0 | 0 | 0
• |  | Mechanical Services Power |  |  |  |  | 0 |  |  |  | 0 | 0 | 0
• |  | Mechanical power to MVHR, FCU, condenser etc | 1327 | m2 |  |  | 0 |  |  |  | 0 | 0 | 0
• |  | Power to lift | 1 | Item |  |  | 0 |  |  |  | 0 | 0 | 0
[7 empty] | 0 |  |  |  | 0 | 0 | 0
|  | Lighting Installation |  |  |  |  | 0 |  |  |  | 0 | 0 | 0
• |  | DALI lighting control system, including switching | 1327 | m2 |  |  | 0 |  |  |  | 0 | 0 | 0
• |  | EO for scene setting within presentation room | 104 | m2 |  |  | 0 |  |  |  | 0 | 0 | 0
[7 empty] | 0 |  |  |  | 0 | 0 | 0
• |  | Type L1 | 0 | m |  |  | 0 |  |  |  | 0 | 0 | 0
• |  | Type L2 | 5.2 | m |  |  | 0 |  |  |  | 0 | 0 | 0
• |  | Type L3 | 74 | m |  |  | 0 |  |  |  | 0 | 0 | 0
• |  | Type L5 | 14 | Nr |  |  | 0 |  |  |  | 0 | 0 | 0
• |  | Type L7 | 9 | Nr |  |  | 0 |  |  |  | 0 | 0 | 0
• |  | E.O for DALI Dimmer to L7 above | 1 | Nr |  |  | 0 |  |  |  | 0 | 0 | 0
• |  | Type ED | 0 | Nr |  |  | 0 |  |  |  | 0 | 0 | 0
• |  | Type EMSP3 | 0 | Nr |  |  | 0 |  |  |  | 0 | 0 | 0
• |  | Type EMT3 | 0 | Nr |  |  | 0 |  |  |  | 0 | 0 | 0
• |  | Type D1 | 0 | Nr |  |  | 0 |  |  |  | 0 | 0 | 0
• |  | Type D2 | 20 | Nr |  |  | 0 |  |  |  | 0 | 0 | 0
• |  | Type D3 | 3 | Nr |  |  | 0 |  |  |  | 0 | 0 | 0
• |  | Type D4 | 4 | Nr |  |  | 0 |  |  |  | 0 | 0 | 0
• |  | Type D5 | 19 | Nr |  |  | 0 |  |  |  | 0 | 0 | 0
• |  | Type D6 | 2 | Nr |  |  | 0 |  |  |  | 0 | 0 | 0
• |  | Type D7 | 10 | Nr |  |  | 0 |  |  |  | 0 | 0 | 0
• |  | EO Type EM3 conversion pack for D fittings | 58 | Nr |  |  | 0 |  |  |  | 0 | 0 | 0
• |  | Type S1 spot | 27 | Nr |  |  | 0 |  |  |  | 0 | 0 | 0
• |  | Type S2 spot | 18 | Nr |  |  | 0 |  |  |  | 0 | 0 | 0
• |  | Type S3 spot | 4 | Nr |  |  | 0 |  |  |  | 0 | 0 | 0
• |  | Type S4 spot | 0 | Nr |  |  | 0 |  |  |  | 0 | 0 | 0
• |  | Type S5 Spot | 8 | Nr |  |  | 0 |  |  |  | 0 | 0 | 0
• |  | Type S6 | 1 | Nr |  |  | 0 |  |  |  | 0 | 0 | 0
• |  | E.O for DALI Dimmer to S6 above | 1 | Nr |  |  | 0 |  |  |  | 0 | 0 | 0
• |  | Type S9 | 6 | Nr |  |  | 0 |  |  |  | 0 | 0 | 0
• |  | Type S10 | 6 | Nr |  |  | 0 |  |  |  | 0 | 0 | 0
• |  | Track S1 | 0 | Item |  |  | 0 |  |  |  | 0 | 0 | 0
• |  | Track S2 | 0 | Item |  |  | 0 |  |  |  | 0 | 0 | 0
• |  | Track S3 | 0 | Item |  |  | 0 |  |  |  | 0 | 0 | 0
• |  | Track S4 | 0 | Item |  |  | 0 |  |  |  | 0 | 0 | 0
• |  | Type W1 | 13 | Nr |  |  | 0 |  |  |  | 0 | 0 | 0
• |  | Type U1 - external | 12 | Nr |  |  | 0 |  |  |  | 0 | 0 | 0
• |  | Type W2 | 11 | Nr |  |  | 0 |  |  |  | 0 | 0 | 0
• |  | Type W2A | 13 | Nr |  |  | 0 |  |  |  | 0 | 0 | 0
• |  | Type W3 | 8 | Nr |  |  | 0 |  |  |  | 0 | 0 | 0
• |  | Track Lighting, including the below: | 1 | Item |  |  | 0 |  |  |  | 0 | 0 | 0
• |  | Type T1 | 23.2 | m |  |  | 0 |  |  |  | 0 | 0 | 0
• |  | Type T2 | 15 | m |  |  | 0 |  |  |  | 0 | 0 | 0
• |  | Type T3 | 6 | m |  |  | 0 |  |  |  | 0 | 0 | 0
• |  | Type T5 | 6 | m |  |  | 0 |  |  |  | 0 | 0 | 0
• |  | Type T9 | 7 | m |  |  | 0 |  |  |  | 0 | 0 | 0
• |  | Type T10 | 8 | m |  |  | 0 |  |  |  | 0 | 0 | 0
• |  | EO to avoid recessing into heritage window reveal | 1 | Item |  |  | 0 |  |  |  | 0 | 0 | 0
• |  | Exit | 11 | Nr |  |  | 0 |  |  |  | 0 | 0 | 0
• |  | Overhead door lights to accessible WCs | 2 | Nr |  |  | 0 |  |  |  | 0 | 0 | 0
• |  | EO for lighting to plant room | 1 | Item |  |  | 0 |  |  |  | 0 | 0 | 0
[7 empty] | 0 |  |  |  | 0 | 0 | 0
• |  | External lighting to hand rail on ramp and to Sentry box incl cabling & associated | 1 | Item |  |  | 0 |  |  |  | 0 | 0 | 0
|  | electrical installations |  |  |  |  | 0 |  |  |  | 0 | 0 | 0
[7 empty] | 0 |  |  |  | 0 | 0 | 0
• |  | Power to lighting including lighting leads | 1 | Item |  |  | 0 |  |  |  | 0 | 0 | 0
• |  | EO for routing to avoid damage to heritage walls | 1 | Item |  |  | 0 |  |  |  | 0 | 0 | 0
[7 empty] | 0 |  |  |  | 0 | 0 | 0
|  | Earthing & Bonding Installation |  |  |  |  | 0 |  |  |  | 0 | 0 | 0
• |  | Earthing & bonding installation | 1327 | m2 |  |  | 0 |  |  |  | 0 | 0 | 0
[7 empty] | 0 |  |  |  | 0 | 0 | 0
• |  | Lift and conveyor installations | 1 | Item |  |  | 0 |  |  |  | 0 | 0 | 0
• |  | Hydraulic lift serving 2 floors | 1 | Item |  |  | 0 |  |  |  | 0 | 0 | 0
• |  | EO bespoke to fit shaft | 1 | Item |  |  | 0 |  |  |  | 0 | 0 | 0
• |  | EO for lift car finishes | 1 | Nr |  |  | 0 |  |  |  | 0 | 0 | 0
• |  | Specialist Design |  |  |  |  | 0 |  |  |  | 0 | 0 | 0
[7 empty] | 0 |  |  |  | 0 | 0 | 0
|  | Fire and Lightning protection: |  |  |  |  | 0 |  |  |  | 0 | 0 | 0
• |  | Fire suppression systems |  | N/A |  |  | 0 |  |  |  | 0 | 0 | 0
• |  | Lightning protection installations |  | N/A |  |  | 0 |  |  |  | 0 | 0 | 0
[7 empty] | 0 |  |  |  | 0 | 0 | 0
|  | Communication, security and control systems |  |  |  |  | 0 |  |  |  | 0 | 0 | 0
|  | Fire Alarms: |  |  |  |  | 0 |  |  |  | 0 | 0 | 0
• |  | Fire alarms system to L1 | 1327 | m2 |  |  | 0 |  |  |  | 0 | 0 | 0
• |  | EO for incumbent | 1 | Item |  |  | 0 |  |  |  | 0 | 0 | 0
• |  | Disabled refuge alarm | 5 | Nr |  |  | 0 |  |  |  | 0 | 0 | 0
• |  | Disabled Pull Cords and Disabled Alarm Control panels to accessible WCs | 2 | Nr |  |  | 0 |  |  |  | 0 | 0 | 0
[7 empty] | 0 |  |  |  | 0 | 0 | 0
|  | Data Installation |  |  |  |  | 0 |  |  |  | 0 | 0 | 0
• |  | Cat6 data installation, including rack and WAP | 1 | Item |  |  | 0 |  |  |  | 0 | 0 | 0
[7 empty] | 0 |  |  |  | 0 | 0 | 0
|  | AV Installation |  |  |  |  | 0 |  |  |  | 0 | 0 | 0
|  | AV system to Studio / Presentation space to include for items listed below: |  |  |  |  | 0 |  |  |  | 0 | 0 | 0
• |  | Presentation Screen | 1 | Item |  |  | 0 |  |  |  | 0 | 0 | 0
• |  | AV Controller | 1 | Item |  |  | 0 |  |  |  | 0 | 0 | 0
• |  | Speakers; 8 nr; incl additional cabling | 1 | Item |  |  | 0 |  |  |  | 0 | 0 | 0
• |  | RJ45 outlets | 16 | Nr |  |  | 0 |  |  |  | 0 | 0 | 0
• |  | XLR cables | 4 | Nr |  |  | 0 |  |  |  | 0 | 0 | 0
• |  | PTZ Cameras | 2 | Nr |  |  | 0 |  |  |  | 0 | 0 | 0
• |  | E.O for Cat 6A connections for AV controller, projectors and cameras | 8 | Nr |  |  | 0 |  |  |  | 0 | 0 | 0
[7 empty] | 0 |  |  |  | 0 | 0 | 0
• |  | EO: for cabinet | 1 | Item |  |  | 0 |  |  |  | 0 | 0 | 0
|  | AV system to reception incl: |  |  |  |  | 0 |  |  |  | 0 | 0 | 0
• |  | Local Audio Loop and Microphone; incorpated into reception desk | 1 | Item |  |  | 0 |  |  |  | 0 | 0 | 0
• |  | Dante Bluetooth Receiver | 1 | Item |  |  | 0 |  |  |  | 0 | 0 | 0
• |  | Speakers; 4 nr; incl additional cabling | 1 | Item |  |  | 0 |  |  |  | 0 | 0 | 0
• |  | E.O for Cat 6A connections for bluetooth receiver and room booking system | 4 | Nr |  |  | 0 |  |  |  | 0 | 0 | 0
• |  | EO: Welcome Screens to reception | 2 | Nr |  |  | 0 |  |  |  | 0 | 0 | 0
|  | AV to Quiet Room incl: |  |  |  |  | 0 |  |  |  | 0 | 0 | 0
• |  | AV Controller | 1 | Item |  |  | 0 |  |  |  | 0 | 0 | 0
• |  | Speakers; 4 nr; mounted in lighting track; incl additional cabling | 1 | Item |  |  | 0 |  |  |  | 0 | 0 | 0
• |  | XLR cables | 2 | nr |  |  | 0 |  |  |  | 0 | 0 | 0
• |  | E.O for Cat 6A connections for bluetooth receiver, AV controller, projectors and cameras | 4 | nr |  |  | 0 |  |  |  | 0 | 0 | 0
|  | AV to Community Room incl: |  |  |  |  | 0 |  |  |  | 0 | 0 | 0
• |  | Video Conferencing Screen | 1 | Item |  |  | 0 |  |  |  | 0 | 0 | 0
• |  | Speakers; 8 nr; mounted in lighting track; incl additional cabling | 1 | Item |  |  | 0 |  |  |  | 0 | 0 | 0
• |  | Wall mounted wifi points | 2 | Nr |  |  | 0 |  |  |  | 0 | 0 | 0
• |  | 42U Data Cabinets | 2 | Nr |  |  | 0 |  |  |  | 0 | 0 | 0
• |  | E.O for Cat 6A connections for bluetooth receiver, AV controller, projectors and cameras | 10 | Nr |  |  | 0 |  |  |  | 0 | 0 | 0
• |  | RJ45 outlets | 4 | Nr |  |  | 0 |  |  |  | 0 | 0 | 0
• |  | Room booking system | 4 | Nr |  |  | 0 |  |  |  | 0 | 0 | 0
• |  | Induction loop to reception, quiet room, studio/presentation and community room | 4 | Nr |  |  | 0 |  |  |  | 0 | 0 | 0
[7 empty] | 0 |  |  |  | 0 | 0 | 0
|  | Security Installation: |  |  |  |  | 0 |  |  |  | 0 | 0 | 0
• |  | Security panel | 1 | Item |  |  | 0 |  |  |  | 0 | 0 | 0
• |  | External cameras | 4 | Nr |  |  | 0 |  |  |  | 0 | 0 | 0
• |  | Internal cameras | 6 | Nr |  |  | 0 |  |  |  | 0 | 0 | 0
• |  | Fob readers, c/w RTE and Emergency exit button | 5 | Nr |  |  | 0 |  |  |  | 0 | 0 | 0
• |  | Emergency Door release | 5 | Nr |  |  | 0 |  |  |  | 0 | 0 | 0
• |  | E.0 for Maglocks | 10 | Nr |  |  | 0 |  |  |  | 0 | 0 | 0
• |  | Motion Detector | 13 | Nr |  |  | 0 |  |  |  | 0 | 0 | 0
• |  | E.O for Push Buttons to Exit | 4 | Nr |  |  | 0 |  |  |  | 0 | 0 | 0
[7 empty] | 0 |  |  |  | 0 | 0 | 0
• |  | Intercom to reception | 1 | Item |  |  | 0 |  |  |  | 0 | 0 | 0
• |  | Door hold open alarm, including panel | 1 | Item |  |  | 0 |  |  |  | 0 | 0 | 0
• |  | Intruder alarm, including panel | 1 | Item |  |  | 0 |  |  |  | 0 | 0 | 0
• |  | Network Video Recorder | 1 | Item |  |  | 0 |  |  |  | 0 | 0 | 0
• |  | E.O for incumbent | 1 | Item |  |  | 0 |  |  |  | 0 | 0 | 0
[7 empty] | 0 |  |  |  | 0 | 0 | 0
|  | Specialist installations |  |  |  |  | 0 |  |  |  | 0 | 0 | 0
• |  | New BMS panel, including monitoring meters | 1 | Item |  |  | 0 |  |  |  | 0 | 0 | 0
[7 empty] | 0 |  |  |  | 0 | 0 | 0
• |  | Builder's work in connection with services: |  |  |  |  | 0 |  |  |  | 0 | 0 | 0
• |  | Sub-contractor preliminaries on all the above | 1 | Item |  |  | 0 |  |  |  | 0 | 0 | 0
• |  | BWIC on all the above | 1 | Item |  |  | 0 |  |  |  | 0 | 0 | 0
• |  | Testing & Commissioning on all the above | 1 | Item |  |  | 0 |  |  |  | 0 | 0 | 0
[7 empty] | 0 |  |  |  | 0 | 0 | 0
[7 empty] | 0 |  |  |  | 0 | 0 | 0
|  | Sub-total | [10 empty] | 0
6 |  | Prefabricated buildings and units |  |  |  |  | 0 |  |  |  | 0 | 0 | 0
[7 empty] | 0 |  |  |  | 0 | 0 | 0
6.1 |  | Prefabricated buildings |  |  |  |  | 0 |  |  |  | 0 | 0 | 0
|  | No associated works |  |  |  |  | 0 |  |  |  | 0 | 0 | 0
[7 empty] | 0 |  |  |  | 0 | 0 | 0
[7 empty] | 0 |  |  |  | 0 | 0 | 0
|  | Sub-total | [10 empty] | 0
7 |  | Work to existing buildings - Conservation Works
|  | (Purcell Design) |  |  |  |  | 0 |  |  |  | 0 | 0 | 0
[7 empty] | 0 |  |  |  | 0 | 0 | 0
• |  | Condition Survey | 1 | Item |  |  | 0 |  |  |  | 0 | 0 | 0
[7 empty] | 0 |  |  |  | 0 | 0 | 0
|  | Tower Bridge Arch 01 Internal Elevations |  |  |  |  | 0 |  |  |  | 0 | 0 | 0
• |  | 1. Modern fittings removed and finishes sensitively stripped back to reveal bare brickwork |  | Included Elsewhere |  |  | 0 |  |  |  | 0 | 0 | 0
• |  | 4. Salt deposits, loose paintwork, slurry coats, mastic and adhesives to be removed from surface of brickwork using soft brushing and putty knife with warm soapy water | 98 | m2 |  |  | 0 |  |  |  | 0 | 0 | 0
• |  | 5. Cut out and replace any bricks suffering severe degradation | 1 | PS |  |  | 0 |  |  |  | 0 | 0 | 0
• |  | 6. Cementitious mortar to brickwork to be carefully removed and replaced with limemortar | 98 | m2 |  |  | 0 |  |  |  | 0 | 0 | 0
• |  | 25. New opening created in historic brickwork wall formed of steel box frames and precast concrete lintels |  | Included Elsewhere |  |  | 0 |  |  |  | 0 | 0 | 0
• |  | 21. Historic door to be rubbed back, refurbished and finished; retained in-situ | 1 | Item |  |  | 0 |  |  |  | 0 | 0 | 0
• |  | 8. Portland stonework to be repointed and repaired; window surround | 16 | m2 |  |  | 0 |  |  |  | 0 | 0 | 0
• |  | 14. Historic window sensitively overhauled to ensure effective operation; clear single glazed, handmade crown glass fixed with lime putty | 13 | Nr |  |  | 0 |  |  |  | 0 | 0 | 0
• |  | 16. Window paint to be stripped from metalwork and frames redecorated in alkyd gloss on metal primers | 7.5 | m2 |  |  | 0 |  |  |  | 0 | 0 | 0
• |  | 2. Removal of fabric seat around Reveller Arch window |  | Included Elsewhere |  |  | 0 |  |  |  | 0 | 0 | 0
• |  | 2. Following the above, make good of stone cill | 1 | Item |  |  | 0 |  |  |  | 0 | 0 | 0
[7 empty] | 0 |  |  |  | 0 | 0 | 0
|  | Tower Bridge Arch 01 External Elevations |  |  |  |  | 0 |  |  |  | 0 | 0 | 0
• |  | 8. Portland stonework to be repointed and repaired; window surround | 23.3 | m2 |  |  | 0 |  |  |  | 0 | 0 | 0
• |  | 23. Steel frames removed and new timber doors and door frame fitted within existing apeture | 2 | Nr |  |  | 0 |  |  |  | 0 | 0 | 0
• |  | 14. Historic window sensitively overhauled to ensure effective operation; clear single glazed, handmade crown glass fixed with lime putty |  | Included in Internal |  |  | 0 |  |  |  | 0 | 0 | 0
• |  | 16. Window paint to be stripped from metalwork and frames redecorated in alkyd gloss on metal primers | 9 | m2 |  |  | 0 |  |  |  | 0 | 0 | 0
• |  | 3. New steel grilles within existing window openings | 3 | Nr |  |  | 0 |  |  |  | 0 | 0 | 0
• |  | 12. Modern grille/ductwork within wall to be removed and stonework reinstated to match existing | 1 | item |  |  | 0 |  |  |  | 0 | 0 | 0
• |  | 21. Historic door to be rubbed back, refurbished and finished and retained in-situ | 3 | Nr |  |  | 0 |  |  |  | 0 | 0 | 0
[7 empty] | 0 |  |  |  | 0 | 0 | 0
|  | Tower Bridge Arch 02 Internal Elevations |  |  |  |  | 0 |  |  |  | 0 | 0 | 0
• |  | 1. Modern fittings removed and finishes sensitively stripped back to reveal bare brickwork |  | Included Elsewhere |  |  | 0 |  |  |  | 0 | 0 | 0
• |  | 4. Salt deposits, loose paintwork, slurry coats, mastic and adhesives to be removed from surface of brickwork using soft brushing and putty knife with warm soapy water | 121 | m2 |  |  | 0 |  |  |  | 0 | 0 | 0
• |  | 5. Cut out and replace any bricks suffering severe degradation | 1 | Item |  |  | 0 |  |  |  | 0 | 0 | 0
• |  | 6. Cementitious mortar to brickwork to be carefully removed and replaced with lime mortar | 121 | m2 |  |  | 0 |  |  |  | 0 | 0 | 0
• |  | 8. Portland stonework to be repointed and repaired; window surround | 4.5 | m2 |  |  | 0 |  |  |  | 0 | 0 | 0
• |  | 10. Missing/damaged portland stonework to be replaced to match existing | 4.5 | m2 |  |  | 0 |  |  |  | 0 | 0 | 0
• |  | 17. New metal window frames and casements to be installed to match surrounding historic examples, with single glazed handmade crown glass fixed with linseed oil putty | 5 | m2 |  |  | 0 |  |  |  | 0 | 0 | 0
• |  | 18. Location of Tower Bridge iron anchor cable | 1 | Nr |  |  | 0 |  |  |  | 0 | 0 | 0
[7 empty] | 0 |  |  |  | 0 | 0 | 0
|  | Tower Bridge Arch 02 External Elevations |  |  |  |  | 0 |  |  |  | 0 | 0 | 0
• |  | 8. Portland stonework to be repointed and repaired; window surround | 7 | m2 |  |  | 0 |  |  |  | 0 | 0 | 0
• |  | 10. Missing/damaged portland stonework to be replaced to match existing | 5 | m2 |  |  | 0 |  |  |  | 0 | 0 | 0
• |  | 17. New metal window frames and casements to be installed to match surrounding historic examples, with single glazed handmade crown glass fixed with linseed oil putty |  | Incl above |  |  | 0 |  |  |  | 0 | 0 | 0
• |  | 18. Location of Tower Bridge iron anchor cable | 1 | Item |  |  | 0 |  |  |  | 0 | 0 | 0
[7 empty] | 0 |  |  |  | 0 | 0 | 0
|  | Tower Bridge Arch 03 Internal Elevations |  |  |  |  | 0 |  |  |  | 0 | 0 | 0
• |  | 1. Modern fittings removed and finishes sensitively stripped back to reveal bare brickwork |  | Included Elsewhere |  |  | 0 |  |  |  | 0 | 0 | 0
• |  | 4. Salt deposits, loose paintwork, slurry coats, mastic and adhesives to be removed from surface of brickwork using soft brushing and putty knife with warm soapy water | 25.5 | m2 |  |  | 0 |  |  |  | 0 | 0 | 0
• |  | 5. Cut out and replace any bricks suffering severe degradation | 1 | Item |  |  | 0 |  |  |  | 0 | 0 | 0
• |  | 6. Cementitious mortar to brickwork to be carefully removed and replaced with lime mortar | 25.5 | m2 |  |  | 0 |  |  |  | 0 | 0 | 0
• |  | 13. Existing paintwork to stone window mullions and transoms to be treated with a paint remover | 7.2 | m2 |  |  | 0 |  |  |  | 0 | 0 | 0
• |  | 14. Historic window sensitively overhauled to ensure effective operation; clear single glazed, handmade crown glass fixed with lime putty | 7.2 | m2 |  |  | 0 |  |  |  | 0 | 0 | 0
• |  | 16. Window paint to be stripped from metalwork and frames redecorated in alkyd gloss on metal primers | 7.2 | m2 |  |  | 0 |  |  |  | 0 | 0 | 0
• |  | 25. New opening created in historic brickwork wall formed of steel box frames and |  | Included Elsewhere |  |  | 0 |  |  |  | 0 | 0 | 0
• |  | precast concrete lintels |  |  |  |  | 0 |  |  |  | 0 | 0 | 0
• |  | 15. Window to be carefully removed and stored for future reuse | 3 | Nr |  |  | 0 |  |  |  | 0 | 0 | 0
[7 empty] | 0 |  |  |  | 0 | 0 | 0
|  | Tower Bridge Arch 03 External Elevations |  |  |  |  | 0 |  |  |  | 0 | 0 | 0
• |  | 8. Portland stonework to be repointed and repaired; window surround | 13 | m2 |  |  | 0 |  |  |  | 0 | 0 | 0
• |  | 15. Window to be carefully removed and stored for future reuse | 3 | Nr |  |  | 0 |  |  |  | 0 | 0 | 0
• |  | 14. Historic window sensitively overhauled to ensure effective operation; clear single glazed, handmade crown glass fixed with lime putty |  | Included in Internal |  |  | 0 |  |  |  | 0 | 0 | 0
• |  | 16. Window paint to be stripped from metalwork and frames redecorated in alkyd gloss on metal primers | 9 | m2 |  |  | 0 |  |  |  | 0 | 0 | 0
• | [6 empty] | 0 |  |  |  | 0 | 0 | 0
[7 empty] | 0 |  |  |  | 0 | 0 | 0
|  | Tower Bridge Arch 04 Internal Elevations |  |  |  |  | 0 |  |  |  | 0 | 0 | 0
• |  | 1. Modern fittings removed and finishes sensitively stripped back to reveal bare brickwork |  | Included Elsewhere |  |  | 0 |  |  |  | 0 | 0 | 0
• |  | 4. Salt deposits, loose paintwork, slurry coats, mastic and adhesives to be removed from surface of brickwork using soft brushing and putty knife with warm soapy water | 69 | m2 |  |  | 0 |  |  |  | 0 | 0 | 0
• |  | 5. Cut out and replace any bricks suffering severe degradation | 1 | Item |  |  | 0 |  |  |  | 0 | 0 | 0
• |  | 6. Cementitious mortar to brickwork to be carefully removed and replaced with lime mortar | 69 | m2 |  |  | 0 |  |  |  | 0 | 0 | 0
• |  | 10. Missing/damaged portland stonework to be replaced to match existing | 8 | m2 |  |  | 0 |  |  |  | 0 | 0 | 0
• |  | 12. Modern grille/ductwork within wall to be removed and stonework reinstated | 1 | Nr |  |  | 0 |  |  |  | 0 | 0 | 0
• |  | 13. Existing paintwork to stone window mullions and transoms to be treated with a paint remover | 8.2 | m2 |  |  | 0 |  |  |  | 0 | 0 | 0
• |  | 14. Historic window sensitively overhauled to ensure effective operation; clear single glazed, handmade crown glass fixed with lime putty | 8.2 | m2 |  |  | 0 |  |  |  | 0 | 0 | 0
• |  | 16. Window paint to be stripped from metalwork and frames redecorated in alkyd gloss on metal primers | 8.2 | m2 |  |  | 0 |  |  |  | 0 | 0 | 0
• |  | 15. Window to be carefully removed and stored for future reuse | 3 | Nr |  |  | 0 |  |  |  | 0 | 0 | 0
• |  | 25. New opening created in historic brickwork wall formed of steel box frames and precast concrete lintels |  | Included Elsewhere |  |  | 0 |  |  |  | 0 | 0 | 0
[7 empty] | 0 |  |  |  | 0 | 0 | 0
|  | Tower Bridge Arch 04 External Elevations |  |  |  |  | 0 |  |  |  | 0 | 0 | 0
• |  | 11. Missing/damaged Kentish ragstone to be replaced to match existing | 1 | item |  |  | 0 |  |  |  | 0 | 0 | 0
• |  | 12. Modern grille/ductwork within wall to be removed and stonework reinstated to match existing | 1 | item |  |  | 0 |  |  |  | 0 | 0 | 0
• |  | 14. Historic window sensitively overhauled to ensure effective operation; clear single glazed, handmade crown glass fixed with lime putty |  | Included in Internal |  |  | 0 |  |  |  | 0 | 0 | 0
• |  | 16. Window paint to be stripped from metalwork and frames redecorated in alkyd gloss on metal primers | 7.92 | m2 |  |  | 0 |  |  |  | 0 | 0 | 0
• |  | 15. Window to be carefully removed and stored for future reuse | 3 | Nr |  |  | 0 |  |  |  | 0 | 0 | 0
[7 empty] | 0 |  |  |  | 0 | 0 | 0
|  | Moat Arch 01 Internal Elevation |  |  |  |  | 0 |  |  |  | 0 | 0 | 0
• |  | 1. Modern fittings removed and finishes sensitively stripped back to reveal bare brickwork |  | Included Elsewhere |  |  | 0 |  |  |  | 0 | 0 | 0
• |  | 4. Salt deposits, loose paintwork, slurry coats, mastic and adhesives to be removed from surface of brickwork using soft brushing and putty knife with warm soapy water | 66 | m2 |  |  | 0 |  |  |  | 0 | 0 | 0
• |  | 5. Cut out and replace any bricks suffering severe degradation | 1 | Item |  |  | 0 |  |  |  | 0 | 0 | 0
• |  | 6. Cementitious mortar to brickwork to be carefully removed and replaced with lime mortar | 66 | m2 |  |  | 0 |  |  |  | 0 | 0 | 0
• |  | 17. New metal window frames and casements to be installed to match surrounding historic examples, with single glazed handmade crown glass fixed with linseed oil putty | 2 | Nr |  |  | 0 |  |  |  | 0 | 0 | 0
• |  | 19. New painted timber door and door frame to match details and proportions of existing examples | 1 | Item |  |  | 0 |  |  |  | 0 | 0 | 0
• |  | 25. New opening created in historic brickwork wall formed of steel box frames and precast concrete lintels |  | Included Elsewhere |  |  | 0 |  |  |  | 0 | 0 | 0
• |  | 27. Automated door opener/closer | 1 | Nr |  |  | 0 |  |  |  | 0 | 0 | 0
[7 empty] | 0 |  |  |  | 0 | 0 | 0
|  | Moat Arch 01 External Elevation |  |  |  |  | 0 |  |  |  | 0 | 0 | 0
• |  | 8. Portland stonework to be repointed and repaired; window surround | 5 | m2 |  |  | 0 |  |  |  | 0 | 0 | 0
• |  | 17. New metal window frames and casements to be installed to match surrounding historic examples, with single glazed handmade crown glass fixed with linseed oil putty |  | Included in Internal |  |  | 0 |  |  |  | 0 | 0 | 0
• |  | 19. New painted timber door and door frame to match details and proportions of existing examples |  | Included in Internal |  |  | 0 |  |  |  | 0 | 0 | 0
• |  | 26. Modern grille within window removed and stone surround repaired | 2 | Nr |  |  | 0 |  |  |  | 0 | 0 | 0
• |  | 27. Automated door opener/closer |  | Included in Internal |  |  | 0 |  |  |  | 0 | 0 | 0
[7 empty] | 0 |  |  |  | 0 | 0 | 0
|  | Moat Arch 02 Internal Elevation |  |  |  |  | 0 |  |  |  | 0 | 0 | 0
• |  | 1. Modern fittings removed and finishes sensitively stripped back to reveal bare brickwork |  | Included Elsewhere |  |  | 0 |  |  |  | 0 | 0 | 0
• |  | 4. Salt deposits, loose paintwork, slurry coats, mastic and adhesives to be removed from surface of brickwork using soft brushing and putty knife with warm soapy water | 110 | m2 |  |  | 0 |  |  |  | 0 | 0 | 0
• |  | 5. Cut out and replace any bricks suffering severe degradation | 1 | Item |  |  | 0 |  |  |  | 0 | 0 | 0
• |  | 6. Cementitious mortar to brickwork to be carefully removed and replaced with lime | 110 | m2 |  |  | 0 |  |  |  | 0 | 0 | 0
• |  | 17. New metal window frames and casements to be installed to match surrounding historic examples, with single glazed handmade crown glass fixed with linseed oil putty | 2 | Nr |  |  | 0 |  |  |  | 0 | 0 | 0
• |  | 19. New painted timber door and door frame to match details and proportions of existing examples | 1 | Item |  |  | 0 |  |  |  | 0 | 0 | 0
|  | 25. New opening created in historic brickwork wall formed of steel box frames and precast concrete lintels |  | Included Elsewhere |  |  | 0 |  |  |  | 0 | 0 | 0
|  | 26. Modern grille within window removed and stone surround repaired | 2 | Nr |  |  | 0 |  |  |  | 0 | 0 | 0
|  | 27. Automated door opener/closer | 1 | Nr |  |  | 0 |  |  |  | 0 | 0 | 0
[7 empty] | 0 |  |  |  | 0 | 0 | 0
|  | Moat Arch 02 External Elevation |  |  |  |  | 0 |  |  |  | 0 | 0 | 0
• |  | 8. Portland stonework to be repointed and repaired; window surround | 5 | m2 |  |  | 0 |  |  |  | 0 | 0 | 0
• |  | 17. New metal window frames and casements to be installed to match surrounding historic examples, with single glazed handmade crown glass fixed with linseed oil putty |  | Included in Internal |  |  | 0 |  |  |  | 0 | 0 | 0
• |  | 19. New painted timber door and door frame to match details and proportions of existing examples |  | Included in Internal |  |  | 0 |  |  |  | 0 | 0 | 0
• |  | 27. Automated door opener/closer |  | Included in Internal |  |  | 0 |  |  |  | 0 | 0 | 0
[7 empty] | 0 |  |  |  | 0 | 0 | 0
|  | Moat Arch 03 Internal Elevation |  |  |  |  | 0 |  |  |  | 0 | 0 | 0
• |  | 1. Modern fittings removed and finishes sensitively stripped back to reveal bare brickwork |  | Included Elsewhere |  |  | 0 |  |  |  | 0 | 0 | 0
• |  | 4. Salt deposits, loose paintwork, slurry coats, mastic and adhesives to be removed from surface of brickwork using soft brushing and putty knife with warm soapy water | 96 | m2 |  |  | 0 |  |  |  | 0 | 0 | 0
• |  | 5. Cut out and replace any bricks suffering severe degradation | 1 | Item |  |  | 0 |  |  |  | 0 | 0 | 0
• |  | 6. Cementitious mortar to brickwork to be carefully removed and replaced with lime mortar | 96 | m2 |  |  | 0 |  |  |  | 0 | 0 | 0
• |  | 8. Portland stonework to be repointed and repaired; window surround gloss on metal primers | 4.5 | m2 |  |  | 0 |  |  |  | 0 | 0 | 0
• |  | 15. Window to be carefully removed and stored for future reuse | 2 | Nr |  |  | 0 |  |  |  | 0 | 0 | 0
• |  | 19. New painted timber door and door frame to match details and proportions of existing examples | 1 | Item |  |  | 0 |  |  |  | 0 | 0 | 0
[7 empty] | 0 |  |  |  | 0 | 0 | 0
|  | Moat Arch 03 External Elevation |  |  |  |  | 0 |  |  |  | 0 | 0 | 0
• |  | 8. Portland stonework to be repointed and repaired; window surround | 5 | m2 |  |  | 0 |  |  |  | 0 | 0 | 0
• |  | 15. Window to be carefully removed and stored for future reuse |  | Included in Internal |  |  | 0 |  |  |  | 0 | 0 | 0
• |  | 19. New painted timber door and door frame to match details and proportions of existing examples |  | Included in Internal |  |  | 0 |  |  |  | 0 | 0 | 0
[7 empty] | 0 |  |  |  | 0 | 0 | 0
|  | Moat Arch 04 Internal Elevation |  |  |  |  | 0 |  |  |  | 0 | 0 | 0
• |  | 1. Modern fittings removed and finishes sensitively stripped back to reveal bare brickwork |  | Included Elsewhere |  |  | 0 |  |  |  | 0 | 0 | 0
• |  | 4. Salt deposits, loose paintwork, slurry coats, mastic and adhesives to be removed from surface of brickwork using soft brushing and putty knife | 68.3 | m2 |  |  | 0 |  |  |  | 0 | 0 | 0
• |  | with warm soapy water | 0 | 0 |  |  | 0 |  |  |  | 0 | 0 | 0
• |  | 5. Cut out and replace any bricks suffering severe degradation | 1 | Item |  |  | 0 |  |  |  | 0 | 0 | 0
• |  | 6. Cementitious mortar to brickwork to be carefully removed and replaced with lime mortar | 68.3 | m2 |  |  | 0 |  |  |  | 0 | 0 | 0
• |  | 8. Portland stonework to be repointed and repaired; window surround gloss on metal primers | 4.5 | m2 |  |  | 0 |  |  |  | 0 | 0 | 0
• |  | 15. Window to be carefully removed and stored for future reuse | 2 | Nr |  |  | 0 |  |  |  | 0 | 0 | 0
• |  | 19. New painted timber door and door frame to match details and proportions of existing examples | 1 | Item |  |  | 0 |  |  |  | 0 | 0 | 0
[7 empty] | 0 |  |  |  | 0 | 0 | 0
|  | Moat Arch 04 External Elevation |  |  |  |  | 0 |  |  |  | 0 | 0 | 0
• |  | 8. Portland stonework to be repointed and repaired; window surround | 5 | m2 |  |  | 0 |  |  |  | 0 | 0 | 0
• |  | 15. Window to be carefully removed and stored for future reuse |  | Included in Internal |  |  | 0 |  |  |  | 0 | 0 | 0
• |  | 19. New painted timber door and door frame to match details and proportions of existing examples |  | Included in Internal |  |  | 0 |  |  |  | 0 | 0 | 0
[7 empty] | 0 |  |  |  | 0 | 0 | 0
|  | Moat Arch 05 Internal Elevation |  |  |  |  | 0 |  |  |  | 0 | 0 | 0
• |  | 1. Modern fittings removed and finishes sensitively stripped back to reveal bare brickwork |  | Included Elsewhere |  |  | 0 |  |  |  | 0 | 0 | 0
• |  | 4. Salt deposits, loose paintwork, slurry coats, mastic and adhesives to be removed from surface of brickwork using soft brushing and putty knife with warm soapy water | 96 | m2 |  |  | 0 |  |  |  | 0 | 0 | 0
• |  | 5. Cut out and replace any bricks suffering severe degradation | 1 | Item |  |  | 0 |  |  |  | 0 | 0 | 0
• |  | 6. Cementitious mortar to brickwork to be carefully removed and replaced with lime mortar | 96 | m2 |  |  | 0 |  |  |  | 0 | 0 | 0
• |  | 8. Portland stonework to be repointed and repaired; window surround gloss on metal primers | 4.5 | m2 |  |  | 0 |  |  |  | 0 | 0 | 0
• |  | 15. Window to be carefully removed and stored for future reuse | 2 | Nr |  |  | 0 |  |  |  | 0 | 0 | 0
• |  | 19. New painted timber door and door frame to match details and proportions of existing examples | 1 | Item |  |  | 0 |  |  |  | 0 | 0 | 0
[7 empty] | 0 |  |  |  | 0 | 0 | 0
|  | Moat Arch 05 External Elevation |  |  |  |  | 0 |  |  |  | 0 | 0 | 0
• |  | 8. Portland stonework to be repointed and repaired; window surround | 5 | m2 |  |  | 0 |  |  |  | 0 | 0 | 0
• |  | 15. Window to be carefully removed and stored for future reuse |  | Included in Internal |  |  | 0 |  |  |  | 0 | 0 | 0
• |  | 19. New painted timber door and door frame to match details and proportions of existing examples |  | Included in Internal |  |  | 0 |  |  |  | 0 | 0 | 0
[7 empty] | 0 |  |  |  | 0 | 0 | 0
|  | Moat Arch 06 Internal Elevation |  |  |  |  | 0 |  |  |  | 0 | 0 | 0
• |  | 1. Modern fittings removed and finishes sensitively stripped back to reveal bare brickwork |  | Included Elsewhere |  |  | 0 |  |  |  | 0 | 0 | 0
• |  | 4. Salt deposits, loose paintwork, slurry coats, mastic and adhesives to be removed from surface of brickwork using soft brushing and putty knife with warm soapy water | 74.5 | m2 |  |  | 0 |  |  |  | 0 | 0 | 0
• |  | 5. Cut out and replace any bricks suffering severe degradation | 1 | Item |  |  | 0 |  |  |  | 0 | 0 | 0
• |  | 6. Cementitious mortar to brickwork to be carefully removed and replaced with lime mortar | 74.5 | m2 |  |  | 0 |  |  |  | 0 | 0 | 0
• |  | 8. Portland stonework to be repointed and repaired; window surround gloss on metal primers | 4.5 | m2 |  |  | 0 |  |  |  | 0 | 0 | 0
• |  | 15. Window to be carefully removed and stored for future reuse | 2 | Nr |  |  | 0 |  |  |  | 0 | 0 | 0
• |  | 19. New painted timber door and door frame to match details and proportions of existing examples | 1 | Item |  |  | 0 |  |  |  | 0 | 0 | 0
[7 empty] | 0 |  |  |  | 0 | 0 | 0
|  | Moat Arch 06 External Elevation |  |  |  |  | 0 |  |  |  | 0 | 0 | 0
• |  | 8. Portland stonework to be repointed and repaired; window surround | 5 | m2 |  |  | 0 |  |  |  | 0 | 0 | 0
• |  | 15. Window to be carefully removed and stored for future reuse |  | Included in Internal |  |  | 0 |  |  |  | 0 | 0 | 0
• |  | 19. New painted timber door and door frame to match details and proportions of existing examples |  | Included in Internal |  |  | 0 |  |  |  | 0 | 0 | 0
[7 empty] | 0 |  |  |  | 0 | 0 | 0
|  | Moat Arch 07 Internal Elevation |  |  |  |  | 0 |  |  |  | 0 | 0 | 0
• |  | 1. Modern fittings removed and finishes sensitively stripped back to reveal bare brickwork |  | Included Elsewhere |  |  | 0 |  |  |  | 0 | 0 | 0
• |  | 4. Salt deposits, loose paintwork, slurry coats, mastic and adhesives to be removed from surface of brickwork using soft brushing and putty knife with warm soapy water | 89 | m2 |  |  | 0 |  |  |  | 0 | 0 | 0
• |  | 5. Cut out and replace any bricks suffering severe degradation | 1 | Item |  |  | 0 |  |  |  | 0 | 0 | 0
• |  | 6. Cementitious mortar to brickwork to be carefully removed and replaced with lime mortar | 89 | m2 |  |  | 0 |  |  |  | 0 | 0 | 0
• |  | 8. Portland stonework to be repointed and repaired; window surround gloss on metal primers | 4.5 | m2 |  |  | 0 |  |  |  | 0 | 0 | 0
• |  | 14. Historic window sensitively overhauled to ensure effective operation; clear single glazed, handmade crown glass fixed with lime putty | 2 | Nr |  |  | 0 |  |  |  | 0 | 0 | 0
• |  | 20. Painted timber door to be rubbed back, refurbished, and painted | 1 | Nr |  |  | 0 |  |  |  | 0 | 0 | 0
[7 empty] | 0 |  |  |  | 0 | 0 | 0
|  | Moat Arch 07 External Elevation |  |  |  |  | 0 |  |  |  | 0 | 0 | 0
• |  | 8. Portland stonework to be repointed and repaired; window surround | 4.7 | m2 |  |  | 0 |  |  |  | 0 | 0 | 0
• |  | 14. Historic window sensitively overhauled to ensure effective operation; clear single glazed, handmade crown glass fixed with lime putty |  | Included in Internal |  |  | 0 |  |  |  | 0 | 0 | 0
• |  | 20. Painted timber door to be rubbed back, refurbished, and painted |  | Included in Internal |  |  | 0 |  |  |  | 0 | 0 | 0
[7 empty] | 0 |  |  |  | 0 | 0 | 0
|  | Moat Arch 08 Internal Elevation |  |  |  |  | 0 |  |  |  | 0 | 0 | 0
• |  | 1. Modern fittings removed and finishes sensitively stripped back to reveal bare brickwork |  | Included Elsewhere |  |  | 0 |  |  |  | 0 | 0 | 0
• |  | 4. Salt deposits, loose paintwork, slurry coats, mastic and adhesives to be removed from surface of brickwork using soft brushing and putty knife with warm soapy water | 84 | m2 |  |  | 0 |  |  |  | 0 | 0 | 0
• |  | 5. Cut out and replace any bricks suffering severe degradation | 1 | Item |  |  | 0 |  |  |  | 0 | 0 | 0
• |  | 6. Cementitious mortar to brickwork to be carefully removed and replaced with lime mortar | 84 | m2 |  |  | 0 |  |  |  | 0 | 0 | 0
• |  | 8. Portland stonework to be repointed and repaired; window surround gloss on metal primers | 4.5 | m2 |  |  | 0 |  |  |  | 0 | 0 | 0
• |  | 14. Historic window sensitively overhauled to ensure effective operation; clear single glazed, handmade crown glass fixed with lime putty | 2 | Nr |  |  | 0 |  |  |  | 0 | 0 | 0
• |  | 20. Painted timber door to be rubbed back, refurbished, and painted | 1 | Nr |  |  | 0 |  |  |  | 0 | 0 | 0
[7 empty] | 0 |  |  |  | 0 | 0 | 0
|  | Moat Arch 08 External Elevation |  |  |  |  | 0 |  |  |  | 0 | 0 | 0
• |  | 8. Portland stonework to be repointed and repaired; window surround | 5 | m2 |  |  | 0 |  |  |  | 0 | 0 | 0
• |  | 14. Historic window sensitively overhauled to ensure effective operation; clear single glazed, handmade crown glass fixed with lime putty |  | Included in Internal |  |  | 0 |  |  |  | 0 | 0 | 0
• |  | 20. Painted timber door to be rubbed back, refurbished, and painted |  | Included in Internal |  |  | 0 |  |  |  | 0 | 0 | 0
[7 empty] | 0 |  |  |  | 0 | 0 | 0
|  | Moat Arch 09 Internal Elevation |  |  |  |  | 0 |  |  |  | 0 | 0 | 0
• |  | 1. Modern fittings removed and finishes sensitively stripped back to reveal bare brickwork |  | Included Elsewhere |  |  | 0 |  |  |  | 0 | 0 | 0
• |  | 4. Salt deposits, loose paintwork, slurry coats, mastic and adhesives to be removed from surface of brickwork using soft brushing and putty knife with warm soapy water | 77 | m2 |  |  | 0 |  |  |  | 0 | 0 | 0
• |  | 5. Cut out and replace any bricks suffering severe degradation | 1 | Item |  |  | 0 |  |  |  | 0 | 0 | 0
• |  | 6. Cementitious mortar to brickwork to be carefully removed and replaced with lime mortar | 77 | m2 |  |  | 0 |  |  |  | 0 | 0 | 0
• |  | 8. Portland stonework to be repointed and repaired; window surround gloss on metal primers | 4.5 | m2 |  |  | 0 |  |  |  | 0 | 0 | 0
• |  | 14. Historic window sensitively overhauled to ensure effective operation; clear single glazed, handmade crown glass fixed with lime putty | 2 | Nr |  |  | 0 |  |  |  | 0 | 0 | 0
• |  | 20. Painted timber door to be rubbed back, refurbished, and painted | 1 | Nr |  |  | 0 |  |  |  | 0 | 0 | 0
[7 empty] | 0 |  |  |  | 0 | 0 | 0
|  | Moat Arch 09 External Elevation |  |  |  |  | 0 |  |  |  | 0 | 0 | 0
• |  | 8. Portland stonework to be repointed and repaired; window surround | 5 | m2 |  |  | 0 |  |  |  | 0 | 0 | 0
• |  | 14. Historic window sensitively overhauled to ensure effective operation; clear single glazed, handmade crown glass fixed with lime putty |  | Included in Internal |  |  | 0 |  |  |  | 0 | 0 | 0
• |  | 20. Painted timber door to be rubbed back, refurbished, and painted |  | Included in Internal |  |  | 0 |  |  |  | 0 | 0 | 0
[7 empty] | 0 |  |  |  | 0 | 0 | 0
|  | Moat Arch 10 Internal Elevation |  |  |  |  | 0 |  |  |  | 0 | 0 | 0
• |  | 1. Modern fittings removed and finishes sensitively stripped back to reveal bare brickwork |  | Included Elsewhere |  |  | 0 |  |  |  | 0 | 0 | 0
• |  | 4. Salt deposits, loose paintwork, slurry coats, mastic and adhesives to be removed from surface of brickwork using soft brushing and putty knife with warm soapy water | 75 | m2 |  |  | 0 |  |  |  | 0 | 0 | 0
• |  | 5. Cut out and replace any bricks suffering severe degradation | 1 | Item |  |  | 0 |  |  |  | 0 | 0 | 0
• |  | 6. Cementitious mortar to brickwork to be carefully removed and replaced with lime mortar | 75 | m2 |  |  | 0 |  |  |  | 0 | 0 | 0
• |  | 8. Portland stonework to be repointed and repaired; window surround gloss on metal primers | 4.5 | m2 |  |  | 0 |  |  |  | 0 | 0 | 0
• |  | 14. Historic window sensitively overhauled to ensure effective operation; clear single glazed, handmade crown glass fixed with lime putty | 2 | Nr |  |  | 0 |  |  |  | 0 | 0 | 0
• |  | 20. Painted timber door to be rubbed back, refurbished, and painted | 1 | Nr |  |  | 0 |  |  |  | 0 | 0 | 0
[7 empty] | 0 |  |  |  | 0 | 0 | 0
|  | Moat Arch 10 External Elevation |  |  |  |  | 0 |  |  |  | 0 | 0 | 0
• |  | 8. Portland stonework to be repointed and repaired; window surround | 5 | m2 |  |  | 0 |  |  |  | 0 | 0 | 0
• |  | 14. Historic window sensitively overhauled to ensure effective operation; clear single glazed, handmade crown glass fixed with lime putty |  | Included in Internal |  |  | 0 |  |  |  | 0 | 0 | 0
• |  | 20. Painted timber door to be rubbed back, refurbished, and painted |  | Included in Internal |  |  | 0 |  |  |  | 0 | 0 | 0
[7 empty] | 0 |  |  |  | 0 | 0 | 0
• |  | Fees in relation to consultation with City Bridge Foundation / City of London Corporation |  |  |  |  | 0 |  |  |  | 0 | 0 | 0
• |  | Provisional allowance for ironwork repairs which is to be determined in consultation with City Bridge Foundation / City of London Corporation | 1 | Item |  |  | 0 |  |  |  | 0 | 0 | 0
[7 empty] | 0 |  |  |  | 0 | 0 | 0
[7 empty] | 0 |  |  |  | 0 | 0 | 0
[7 empty] | 0 |  |  |  | 0 | 0 | 0
[7 empty] | 0 |  |  |  | 0 | 0 | 0
|  | Sub-total | [10 empty] | 0
8 |  | External works
[7 empty] | 0 |  |  |  | 0 | 0 | 0
8.1 |  | Site preparation works |  | N/A |  |  | 0 |  |  |  | 0 | 0 | 0
[7 empty] | 0 |  |  |  | 0 | 0 | 0
8.2 |  | Roads, paths and pavings |  |  |  |  | 0 |  |  |  | 0 | 0 | 0
• |  | Natural stone paving; to form paved surface to lightwell; including bedding and grout | 140 | m2 |  |  | 0 |  |  |  | 0 | 0 | 0
[7 empty] | 0 |  |  |  | 0 | 0 | 0
8.3 |  | Planting |  |  |  |  | 0 |  |  |  | 0 | 0 | 0
• |  | Soft landscaping | 1 | Item |  |  | 0 |  |  |  | 0 | 0 | 0
[7 empty] | 0 |  |  |  | 0 | 0 | 0
[7 empty] | 0 |  |  |  | 0 | 0 | 0
8.4 |  | Fencing, railings and walls |  |  |  |  | 0 |  |  |  | 0 | 0 | 0
|  | Ramp; |  |  |  |  | 0 |  |  |  | 0 | 0 | 0
|  | Ground preparation works |  |  |  |  | 0 |  |  |  | 0 | 0 | 0
• |  | Screw piles |  | See Separate tab for 'Ramp' |  |  | 0 |  |  |  | 0 | 0 | 0
• |  | E/o piling for rig mobilisation, setting out, testing etc. |  | See Separate tab for 'Ramp' |  |  | 0 |  |  |  | 0 | 0 | 0
• |  | Steelwork - 150x75 PFC stair; galvanised |  | See Separate tab for 'Ramp' |  |  | 0 |  |  |  | 0 | 0 | 0
• |  | Steelwork - 150x75 PFC; galvanised |  | See Separate tab for 'Ramp' |  |  | 0 |  |  |  | 0 | 0 | 0
• |  | Steelwork - 180x90 PFC stair; galvanised; curved |  | See Separate tab for 'Ramp' |  |  | 0 |  |  |  | 0 | 0 | 0
• |  | Steelwork - 180x90 PFC; galvanised; straight |  | See Separate tab for 'Ramp' |  |  | 0 |  |  |  | 0 | 0 | 0
• |  | Steelwork - 152x152x23 UC; galvanised; straight |  | See Separate tab for 'Ramp' |  |  | 0 |  |  |  | 0 | 0 | 0
• |  | E.O for curved Steelwork - 152x152x23 UC; galvanised |  | See Separate tab for 'Ramp' |  |  | 0 |  |  |  | 0 | 0 | 0
• |  | Bracing steelwork - galvanised; straight; shot blasted |  | See Separate tab for 'Ramp' |  |  | 0 |  |  |  | 0 | 0 | 0
• |  | E/o steelwork for connections, design etc. |  | See Separate tab for 'Ramp' |  |  | 0 |  |  |  | 0 | 0 | 0
• |  | Perforated steel deck |  | See Separate tab for 'Ramp' |  |  | 0 |  |  |  | 0 | 0 | 0
• |  | Steel framed security post / Sentry box |  | See Separate tab for 'Ramp' |  |  | 0 |  |  |  | 0 | 0 | 0
• |  | Staircase |  | See Separate tab for 'Ramp' |  |  | 0 |  |  |  | 0 | 0 | 0
• |  | Balustrading |  | See Separate tab for 'Ramp' |  |  | 0 |  |  |  | 0 | 0 | 0
• |  | Decking |  | See Separate tab for 'Ramp' |  |  | 0 |  |  |  | 0 | 0 | 0
• |  | Lighting |  | See Separate tab for 'Ramp' |  |  | 0 |  |  |  | 0 | 0 | 0
• |  | Design development |  | See Separate tab for 'Ramp' |  |  | 0 |  |  |  | 0 | 0 | 0
[7 empty] | 0 |  |  |  | 0 | 0 | 0
8.5 |  | Site/street furniture and equipment |  | N/A |  |  | 0 |  |  |  | 0 | 0 | 0
[7 empty] | 0 |  |  |  | 0 | 0 | 0
8.6 |  | External drainage |  |  |  |  | 0 |  |  |  | 0 | 0 | 0
• |  | Excavate trench in front of Arches for services; including muckaway; 1m x 1m; | 101 | m3 |  |  | 0 |  |  |  | 0 | 0 | 0
• |  | External below ground drainage pipework | 101 | m |  |  | 0 |  |  |  | 0 | 0 | 0
• |  | Backfill with type 1 sub base and making good/ reinstatement following services works in trench dug outside Arches | 101 | m3 |  |  | 0 |  |  |  | 0 | 0 | 0
• |  | Pump and chamber | 1 | Item |  |  | 0 |  |  |  | 0 | 0 | 0
• |  | Allow to make good/repave | 1 | Item |  |  | 0 |  |  |  | 0 | 0 | 0
• |  | Controls, access, gulleys etc. | 1 | Item |  |  | 0 |  |  |  | 0 | 0 | 0
• |  | Testing and commissioning | 1 | Item |  |  | 0 |  |  |  | 0 | 0 | 0
[7 empty] | 0 |  |  |  | 0 | 0 | 0
8.7 |  | External services |  |  |  |  | 0 |  |  |  | 0 | 0 | 0
• |  | Water mains supply; connection |  | N/A |  |  | 0 |  |  |  | 0 | 0 | 0
• |  | Electricity mains supply; connection |  | N/A |  |  | 0 |  |  |  | 0 | 0 | 0
• |  | Service upgrades for 3 phase electricity supply for lift | 1 | Item |  |  | 0 |  |  |  | 0 | 0 | 0
• |  | Gas mains supply; connection |  | N/A |  |  | 0 |  |  |  | 0 | 0 | 0
• |  | Telecommunications system connections |  | N/A |  |  | 0 |  |  |  | 0 | 0 | 0
• |  | External security systems |  | N/A |  |  | 0 |  |  |  | 0 | 0 | 0
• |  | Site/street lighting systems | 1 | Item |  |  | 0 |  |  |  | 0 | 0 | 0
• |  | Service runs; details stated |  | N/A |  |  | 0 |  |  |  | 0 | 0 | 0
• |  | Photovoltaic/Wind Turbines devices |  | N/A |  |  | 0 |  |  |  | 0 | 0 | 0
• |  | Testing and commissioning |  | N/A |  |  | 0 |  |  |  | 0 | 0 | 0
[7 empty] | 0 |  |  |  | 0 | 0 | 0
8.8 |  | Minor building works and ancillary buildings |  | N/A |  |  | 0 |  |  |  | 0 | 0 | 0
[7 empty] | 0 |  |  |  | 0 | 0 | 0
[7 empty] | 0 |  |  |  | 0 | 0 | 0
[7 empty] | 0 |  |  |  | 0 | 0 | 0
[7 empty] | 0 |  |  |  | 0 | 0 | 0
|  | Sub-total | [10 empty] | 0

## Risk
HRP - Main Contract Works |  |  |  |  | 2025-11-01
The Reveller, Tower of London
Tender Price documentation
Risk
Ref | Description | Quant | Unit | Rate (£) | Total (£)
10 | Risk items
*Risk Register to follow at formal Tender Stage for tenderers to price*
| Total Risk |  |  |  | 0

## Other works
HRP - Main Contract Works |  |  |  |  | 2025-11-01
The Reveller, Tower of London
Tender Price documentation
Other works
Ref | Description | Quant | Unit | Rate (£) | Total (£)
12 | Contractor is to advise of other costs associated with the works that has not been listed within the Main Contractor prelims and /or Construction Works
| Total Other Works |  |  |  | 0

## Provisional Sums
HRP - Main Contract Works |  |  |  |  | 2025-11-01
The Reveller, Tower of London
Tender Price documentation
Provisional Sums
Ref | Description | Quant | Unit | Rate (£) | Total (£)
13 | Provisional Sums
Defined
Undefined
| Total Provisional Sums |  |  |  | 0

## Summary - Ramp
HRP - Main Contract Works |  |  |  |  | 2025-11-01
The Reveller, Tower of London - RAMP
Tender Price documentation
Ref | Description | Quant | Unit | Rate (£) | Total (£)
Construction works estimate
0 | Facilitating Works | 1 | item |  | 0
1 | Substructure | 1 | item |  | 0
2 | Superstructure | 1 | item |  | 0
3 | Internal finishes | 1 | item |  | 0
4 | Fittings, furnishings and equipment | 1 | item |  | 0
5 | Services | 1 | item |  | 0
6 | Prefabricated buildings and building units | 1 | item |  | 0
7 | Work to existing buildings | 1 | item |  | 0
8 | External works | 1 | item |  | 0
| Works Package sub total |  |  |  | 0
9 | Main Contractors Preliminaries | 1 | item |  | 0
10 | Risk Allocation Schedule | 1 | item |  | 0
11 | Supplier's Margin (fixed) | 0 | % |  | 0
| Construction works Sub-Total |  |  |  | 0
12 | Other works |  |  |  | 0
13 | Provisional Sums |  |  |  | 0
| Target Cost |  |  |  | 0
| GMC calculation | 1 | item | 5% | 0
| Guaranteed Maximum Cost (GMC) |  |  |  | 0

## Prelims - Ramp
HRP - Main Contract Works | [5 empty] | 2025-11-01
The Reveller, Tower of London
Ramp
Tender Price documentation
Main Contractor Prelims
Ref | Description | Quant | Unit | Rate (£) |  | Total (£)
|  |  |  | Fixed Cost | Time Related
Note* The Contractor shall price the following preliminary items in accordance with 'TBC' The contractor is to include in this section any other project specific preliminary cost items they deem necessary for completing the works in accordance with 'TBC' Specification, Information and drawings. Please see section 2.15
1.1 | Employers Requirements
1.1 | Site Accommodation
1.1.1 Site accommodation
| 1. Bringing to site and installing, including all temporary drainage, services and intruder alarms. |  | item |  |  | 0
| 2. Adaptations/alterations during works. |  | item |  |  | 0
| 3. Dismantling and removing from site, including rectifying any damage. |  | item |  |  | 0
| 4. Maintaining |  | week |  |  | 0
| 5. Cleaning |  | week |  |  | 0
| 6. Charges |  | week |  |  | 0
| 7. Off-site rented temporary accommodation |  | week |  |  | 0
| 8. Rectifying damage to off-site rented temporary accommodation |  | item |  |  | 0
1.1.2 Furniture and equipment
| 1. Bringing to site and installing |  | item |  |  | 0
| 2. Cleaning |  | week |  |  | 0
| 3. Charges |  | week |  |  | 0
| 4. Dismantling and removing from site |  | item |  |  | 0
1.1.3 Telecommunications and IT systems
| 1. Purchase charges |  | item |  |  | 0
| 2. Hire Charges |  | week |  |  | 0
| 3. Consumables |  | week |  |  | 0
1.2 | Site records
1.2.1 Site records
| 1. Operations and maintenance manuals |  | item |  |  | 0
| 2. Compilation of health and safety file |  | item |  |  | 0
| 1.2.2 Web-based information management system |  | item |  |  | 0
| 1. Provision of system |  | item |  |  | 0
| 2. Uploading of data |  | item |  |  | 0
| 3. Training of building users staff in the operation of web-based management system |  | item |  |  | 0
1.3 | Completion and post-completion requirements
1.3.1 Handover requirements
| 1. Training of building users staff in the operation and maintenance of the building engineering services systems |  | item |  |  | 0
| 2. Provision of spare parts for maintenance of building engineering services. |  | item |  |  | 0
| 3. Provision of tools and portable indicating instruments for the operation and maintenance of building engineering services systems. |  | item |  |  | 0
1.3.2 Operation and maintenance services
| 1. Operation and maintenance of building engineering services installations, mechanical plant and equipment and the like during the defects liability period, period for rectifying defects, maintenance period or other specified period (i.e. additional services that are normally required by the contract). |  | week |  |  | 0
1.3.3 Landscape management services
| 1. Maintenance of internal and external planting |  | week |  |  | 0
2 | Main Contractors cost items
2.1 | Management and Staff
2.1.1 Project specific management and staff
| 1. Project manager / director |  | week |  |  | 0
| 2. Construction manager |  | week |  |  | 0
| 3. Supervisors, including works/trade package managers, building services engineering managers/co-ordinators and off-site production managers. |  | week |  |  | 0
| 4. Health and safety manager/officers. |  | week |  |  | 0
| 5. Commissioning manager (building engineering services). |  | week |  |  | 0
| 6. Planning/programming manager and staff. |  | week |  |  | 0
| 7. Senior/managing quantity surveyor. |  | week |  |  | 0
| 8. Project/package quantity surveyors. |  | week |  |  | 0
| 9. Procurement manager. |  | week |  |  | 0
| 10. Design manager. |  | week |  |  | 0
| 11. Project engineers. |  | week |  |  | 0
| 12. Environmental manager. |  | week |  |  | 0
| 13. Temporary works design engineers. |  | week |  |  | 0
| 14. Materials management staff (e.g. storeman). |  | week |  |  | 0
| 15. Administrative staff, including secretary, document controllers, finance clerks and the like. |  | week |  |  | 0
| 16. Other management and staff. Please provide detail |  | week |  |  | 0
2.1.2 Visiting management and staff
| 1. Managing director, regional director, operations director, commercial director and the like. |  | week |  |  | 0
| 2. Quality manager. |  | week |  |  | 0
| 3. Contracts/commercial manager. |  | week |  |  | 0
| 4. Health and safety manager. |  | week |  |  | 0
| 5. Environmental manager/consultant. |  | week |  |  | 0
| 6. Other visiting management and staff. |  | week |  |  | 0
2.1.3 Extraordinary support costs
| 1. Legal advice costs |  | item |  |  | 0
| 2. Recruitment costs |  | item |  |  | 0
| 3. Team building costs |  | item |  |  | 0
| 4. Other extraordinary support costs |  | item |  |  | 0
| 5. Day transport |  | week |  |  | 0
| 6. Personnel transport (i.e. transportation of work operatives to site). |  | week |  |  | 0
7. Temporary living accommodation (e.g. long/medium term accommodation costs).
8. Subsistence payments.
9. Out of normal hours working, including non-productive overtime allowances.
2.1.4 Staff travel
| 1. Visits to employer’s and consultants’ offices. |  | nr |  |  | 0
| 2. Visits to subcontractors’ offices/works. |  | nr |  |  | 0
| 3. Overseas visits. |  | nr |  |  | 0
| 4. Accommodation charges and overnight expenses. |  | nr |  |  | 0
2.2 | Site establishment
2.2.1 Site accommodation
| 1. Purchase charges |  | item |  |  | 0
| 2. Hire charges |  | week |  |  | 0
| 3. Employer’s accommodation, where an integral part of the main contractor’s site accommodation |  | week |  |  | 0
| 4. Delivery of temporary site accommodation to site, erection, construction and removal. |  | item |  |  | 0
| 5. Temporary accommodation made available by the employer. |  | week |  |  | 0
| 6. Intruder alarms |  | item |  |  | 0
| 7. Land/property rental where site accommodation located off-site. |  | week |  |  | 0
| 8. Alterations and adaptations to site accommodation, including partitioning, doors, painting and decorating, and the like. |  | item |  |  | 0
| 9. Relocation and alterations of temporary accommodation during construction stage. |  | item |  |  | 0
| 10. Reinstating temporary site accommodation to original condition prior to removal from site. |  | item |  |  | 0
| 11. Removal of site accommodation and temporary works in connection with site accommodation. |  | item |  |  | 0
2.2.2 Temporary works in connection with site establishment
| 1. Temporary bases and foundations for site accommodation, including maintenance and reinstatement of existing surfaces on completion of the works. |  | m² |  |  | 0
| 2. Connections to temporary service, including maintenance and removal on completion of the works. |  | nr |  |  | 0
| 3. Connections to temporary drainage, in including maintenance and removal on completion of the works. |  | nr |  |  | 0
| 4. Temporary site roads, paths and paving's (including on-site car parking), including reinstatement of existing surfaces on completion of the works. |  | m |  |  | 0
| 5. Temporary surface water drainage to temporary site roads, paths and pavements, including maintenance and removal on completion of the works. |  | m |  |  | 0
2.2.3 Furniture and equipment
| 1. Workstations for staff, including maintenance. |  | nr |  |  | 0
| 2. General office furniture, including maintenance. |  | item |  |  | 0
| 3. Conference/meeting room furniture, including maintenance. |  | item |  |  | 0
| 4. Photocopiers, including purchase/rental, maintenance and other running costs. |  | item |  |  | 0
| 5. Canteen furniture, including maintenance. |  | item |  |  | 0
| 6. Canteen equipment, including purchase/rental, maintenance and other running costs. |  | item |  |  | 0
| 7. Floor coverings, including maintenance. |  | item |  |  | 0
| 8. Water dispensers, including purchase/rental, maintenance and other running costs. |  | item |  |  | 0
| 9. Heaters, including maintenance of heaters. |  | item |  |  | 0
| 10. Other office equipment, including maintenance. |  | item |  |  | 0
| 11. Removal of furniture and equipment. |  | item |  |  | 0
| 12. Maintenance furniture and floor covering. |  | item |  |  | 0
2.2.4 IT systems
| 1. Computer hardware, including purchase/rental, installation, initial set up, maintenance and running costs, such as: – desktop computers and laptop computers. – CAD stations. – server and network equipment. – printers and plotters. – other computer system hardware. |  | item |  |  | 0
| 2. Software and software licences |  | item |  |  | 0
| 3. Modem lines, modems and connections |  | item |  |  | 0
| 4. WAN lines and connections (if applicable) |  | item |  |  | 0
| 5. Line rental charges. |  | week |  |  | 0
| 6. Internet/website addresses. |  | nr |  |  | 0
| 7. Internet service provider (ISP) charges. |  | nr |  |  | 0
| 8. Line calls charges. |  | week |  |  | 0
| 9. IT support and maintenance. |  | week |  |  | 0
2.2.5 Consumables and services
| 1. Stationery |  | week |  |  | 0
| 2. Computer and printer consumables (e.g. ink cartridges) |  | week |  |  | 0
| 3. Postage |  | week |  |  | 0
| 4. Courier charges. |  | week |  |  | 0
| 5. Tea, coffee, water bottles and the like. |  | week |  |  | 0
| 6. First aid consumables. |  | week |  |  | 0
| 7. Photocopier consumables (e.g. paper and toners). |  | week |  |  | 0
| 8. Fax consumables (e.g. paper and toners). |  | week |  |  | 0
| 9. Drawing printer consumables (e.g. ink cartridges). |  | week |  |  | 0
2.2.6 Brought-in services
| 1. Catering |  | week |  |  | 0
| 2. Equipment maintenance. |  | week |  |  | 0
| 3. Document management, including management information systems and electronic data management systems (EDMS). |  | week |  |  | 0
| 4. Printing (purchasing), including reports and drawings. |  | week |  |  | 0
| 5. Staff transport. |  | week |  |  | 0
| 6. Off-site parking charges. |  | week |  |  | 0
| 7. Meeting room facilities. |  | week |  |  | 0
| 8. Photographic services. |  | week |  |  | 0
| 9. Other. |  | week |  |  | 0
2.2.7 Sundries
| 1. Main contractors signboards |  | item |  |  | 0
| 2. Safety and information notice boards. |  | item |  |  | 0
| 3. Fire points. |  | item |  |  | 0
| 4. Shelters |  | item |  |  | 0
| 5. Tool stores |  | item |  |  | 0
| 6. Crane signage |  | item |  |  | 0
| 7. Employers composite signboards |  | item |  |  | 0
2.3 | Temporary services
2.3.1 Temporary water supply
| 1. Temporary connections |  | nr |  |  | 0
| 2. Distribution equipment, installation and adaptations. |  | item |  |  | 0
| 3. Meter charges. |  | week |  |  | 0
2.3.2 Temporary gas supply
| 1. Gas connection |  | nr |  |  | 0
| 2. Distribution equipment, installation and adaptations |  | item |  |  | 0
| 3. Charges |  | week |  |  | 0
| 4. Bottled gas |  | week |  |  | 0
2.3.3 Temporary electricity supply
| 1. Temporary connections |  | nr |  |  | 0
| 2. Temporary electrical supply for tower cranes. |  | item |  |  | 0
| 3. Charges – power consumption for site establishment. |  | item |  |  | 0
| 4. Charges – power consumption for the works. |  | item |  |  | 0
| 5. Distribution equipment, installation and adaptations. |  | item |  |  | 0
| 6. Attendance. |  | week |  |  | 0
| 7. Uninterrupted power supply (UPS). |  | item |  |  | 0
| 8. Temporary substation modifications. |  | item |  |  | 0
2.3.4 Temporary telecommunication systems
| 1. Landlines (including connection and rental charges), including: – telephone and fax lines – ISDN lines. |  | item |  |  | 0
| 2. Telephone and facsimile equipment (including connection and rental charges), including: – PABX equipment. – handsets, including purchase or rental. – fax machines, including purchase or rental. – installation of equipment. – maintenance of equipment. |  | item |  |  | 0
| 3. Mobile (cellular) phones, including: – mobile phones, including purchase or rental and connection charges. – spare batteries. – mobile phone charges. |  | item |  |  | 0
| 4. Telephone charges, including: – telephone call charges. – fax charges. – fax and telephone consumables. |  | item |  |  | 0
| 5. Radios (including purchase or rental charges), including: – base set. – handsets and chargers. – repairs and maintenance. – licences. – spare batteries. |  | item |  |  | 0
2.3.5 Temporary drainage
| 1. Temporary mains |  | item |  |  | 0
| 2. Septic tanks |  | nr |  |  | 0
| 3. On-site treatment plant |  | item |  |  | 0
| 4. Holding tanks |  | nr |  |  | 0
| 5. Sewage pumping |  | nr |  |  | 0
| 6. Distribution pipework, etc. |  | item |  |  | 0
| 7. Drainage installation and adaptations. |  | item |  |  | 0
| 8. Disposal charges (i.e. rates). |  | week |  |  | 0
| 9. Disposal costs (i.e. tanker charges). |  | week |  |  | 0
2.4 | Security
2.4.1 Security staff
| 1. Security guards (day and night) |  | week |  |  | 0
| 2. watchmen (day and night) |  | week |  |  | 0
2.4.2 Security equipment
| 1. Site pass issue equipment, including maintenance and removal. |  | item |  |  | 0
| 2. Site pass consumables. |  | item |  |  | 0
| 3. CCTV surveillance installation, including maintenance and removal. |  | item |  |  | 0
| 4. Temporary vehicle control barriers, including maintenance and removal. |  | nr |  |  | 0
2.4.3 Hoardings, fences and gates
| 1. Perimeter hoardings and fencing and the like to site boundaries and to form site compounds. |  | m |  |  | 0
| 2. Access gates, including frames and ironmongery. |  | nr |  |  | 0
| 3. Painting of hoardings, fencing, gates, and the like. |  | m |  |  | 0
| 4. Temporary doors. |  | nr |  |  | 0
| 5. Modification to line of hoarding and fencing during construction. |  | nr |  |  | 0
| 6. Dismantling and removal of hoarding, fencing, gates, and the like. |  | m |  |  | 0
2.5 | Safety and environmental protection
Works required to satisfy requirements of CDM Regulations:
2.5.1 Safety programme
| 1. Health and safety manager/officers. |  | week |  |  | 0
| 2. Safety audits, including safety audits carried out by external consultant. |  | item |  |  | 0
| 3. Staff safety training. |  | item |  |  | 0
| 4. Site safety incentive scheme. |  | item |  |  | 0
| 5. Notices and information to neighbours. |  | item |  |  | 0
| 6. Personal protective equipment (PPE), including for employer and consultants. |  | nr |  |  | 0
| 7. PPE for multi-service gangs. |  | nr |  |  | 0
| 8. Fire points. |  | nr |  |  | 0
| 9. Temporary fire alarms. |  | nr |  |  | 0
| 10. Fire extinguishers. |  | nr |  |  | 0
| 11. Statutory safety signage. |  | item |  |  | 0
| 12. Nurse |  | week |  |  | 0
| 13. Traffic marshals. |  | week |  |  | 0
2.5.2 Barriers and safety scaffolding
| 1. Guard rails and edge protection (e.g. to edges of suspended slabs and roofs). |  | item |  |  | 0
| 2. Temporary staircase balustrades (i.e. to new staircases during construction). |  | item |  |  | 0
| 3. Lift shaft protection. |  | item |  |  | 0
| 4. Protection to holes and openings in ground floor slabs, suspended slabs and the like. |  | item |  |  | 0
| 5. Debris netting/plastic sheeting. |  | item |  |  | 0
| 6. Fan protection. |  | item |  |  | 0
| 7. Scaffold inspections. |  | nr |  |  | 0
| 8. Hoist run-offs |  | item |  |  | 0
| 9. Protective walkways |  | item |  |  | 0
| 10. Other safety measures |  | item |  |  | 0
2.5.3 Environmental protection measures
| 1. Control of pollution |  | item |  |  | 0
| 2. Residual control of noise |  | item |  |  | 0
| 3. Environmental monitoring |  | item |  |  | 0
| 4. Environmental manager / consultant |  | week |  |  | 0
| 5. Environmental audits, including safety audits carried out by external consultant. |  | nr |  |  | 0
2.6 | Control and protection
2.6.1 Environmental protection measures
| 1. Surveys |  | item |  |  | 0
| 2. Topographical survey. |  | item |  |  | 0
| 3. Non-employer dilapidation survey. |  | item |  |  | 0
| 4. Structural/dilapidations survey adjoining buildings. |  | item |  |  | 0
| 5. Environmental surveys. |  | item |  |  | 0
| 6. Movement monitoring. |  | item |  |  | 0
| 7. Maintenance and inspection costs. |  | item |  |  | 0
2.6.2 Setting out
| 1. Setting out primary grids. |  | item |  |  | 0
| 2. Grid transfers and level checks. |  | item |  |  | 0
| 3. Maintenance of grids. |  | item |  |  | 0
| 4. Take over control and independent checks (i.e. on change of subcontractors). |  | item |  |  | 0
| 5. Instruments for setting out. |  | item |  |  | 0
2.6.3 Protection of works
| 1. Protection of finished works to project handover. |  | item |  |  | 0
| 2. Protection of stairs, balustrades and the like works to project handover. |  | item |  |  | 0
| 3. Protection of fittings and furnishings works to project handover. |  | item |  |  | 0
| 4. Protection of entrance doors and frames works to project handover. |  | item |  |  | 0
| 5. Protection of lift cars and doors works to project handover. |  | item |  |  | 0
| 6. Protection of specifically vulnerable products to project handover. |  | item |  |  | 0
| 7. Protection of all sundry items. |  | item |  |  | 0
2.6.4 Samples
| 1. Provision of samples. |  | item |  |  | 0
| 2. Provision of sample room. |  | item |  |  | 0
| 3. Mock-ups and sample panels. |  | item |  |  | 0
| 4. Testing of samples/mock-ups, including testing fees. |  | item |  |  | 0
| 5. On-site laboratory equipment. |  | item |  |  | 0
| 6. Mock-ups of prefabricated units (e.g. residential units, student accommodation units, hotel accommodation and the like). |  | item |  |  | 0
2.6.5 Environmental control of building
| 1. Dry out building. |  | item |  |  | 0
| 2. Temporary heating/cooling. |  | item |  |  | 0
| 3. Temporary waterproofing, including over roofs. |  | item |  |  | 0
| 4. Temporary enclosures. |  | item |  |  | 0
2.7 | Mechanical Plant
2.7.1 Generally
| 1. Common user mechanical plant and equipment used in construction operations. |  | item |  |  | 0
2.7.2 Tower cranes
| 1. Hire charges |  | week |  |  | 0
| 2. Crane operator |  | week |  |  | 0
| 3. Overtime for crane operator |  | week |  |  | 0
| 4. Piles for tower crane bases, including maintenance removal. |  | nr |  |  | 0
| 5. Temporary bases for tower cranes, including anchors, maintenance; removal and reinstatement on completion (size, in m2, to be stated). |  | nr |  |  | 0
| 6. Ties |  | week |  |  | 0
| 7. Connections to temporary electrical supply. |  | nr |  |  | 0
| 8. Bring to site, erection, test and commission. |  | nr |  |  | 0
| 9. Periodic safety checks/inspections. |  | week |  |  | 0
| 10. Dismantling and removing from site. |  | nr |  |  | 0
| 11. Other costs specific to tower crane such as: – chain pack and sundries – relief operator – banksman – man cage. |  | item |  |  | 0
| 12. Temporary voids in building structure for craneage, hoists and the like including filling voids after removal |  | nr |  |  | 0
2.7.3 Mobile cranes
Type of craneage to be provided shall be stated; with each type separately quantified.
| 1. Mobile crane hire charges, including driver/operator charges. |  | week |  |  | 0
| 2. Attendance. |  | nr |  |  | 0
| 3. Other costs specific to mobile crane hire. |  | item |  |  | 0
2.7.4 Hoists
Type of hoist to be provided shall be stated; with each type separately quantified.
| 1. Goods and passenger hoists, including protection cages and embedment frames. |  | week |  |  | 0
| 2. Hoist bases. |  | nr |  |  | 0
| 3. Bringing to site, erecting, testing and commissioning. |  | nr |  |  | 0
| 4. Dismantling and removing from site. |  | nr |  |  | 0
| 5. Protection systems. |  | item |  |  | 0
| 6. Hoist operator, including overtime. |  | week |  |  | 0
| 7. Beam hoists. |  | item |  |  | 0
| 8. Periodic safety checks/inspections. |  | month |  |  | 0
| 9. Other costs specific to temporary hoist installations. |  | item |  |  | 0
2.7.5 Access plant
| 1. Fork lifts |  | week |  |  | 0
| 2. Scissor lifts |  | week |  |  | 0
| 3. Loading platforms |  | week |  |  | 0
| 4. Maintenance of mechanical access equipment. |  | week |  |  | 0
| 5. Other costs specific to mechanical access equipment. |  | item |  |  | 0
2.7.6 Concrete plant
| 1. Concrete plant |  | week |  |  | 0
| 2. Plant operators |  | week |  |  | 0
| 3. overtime for plant and operator |  | week |  |  | 0
| 4. Bases for concrete plant |  | nr |  |  | 0
| 5. Power connections, including cabling and statutory undertakers charges for temporary connection to their supply |  | nr |  |  | 0
| 6. Bring to site, erection, test and commission. |  | nr |  |  | 0
| 7. Maintenance of concrete plant. |  | week |  |  | 0
| 8. Dismantling and removing from site. |  | nr |  |  | 0
2.7.7 Other Plant
| 1. Small plant and tools |  | week |  |  | 0
2.8 | Temporary works
2.8.1 Access scaffolding
| 1. Bringing to site, erecting and initial safety checks. |  | nr |  |  | 0
| 2. Hire charges. |  | week |  |  | 0
| 3. Altering and adapting during construction. |  | nr |  |  | 0
| 4. Dismantling and removing from site. |  | nr |  |  | 0
2.8.2 Temporary works
Common user temporary works: – support scaffolding and propping. – crash decks. – temporary protection to existing trees and/or vegetation. – floodlights.
| 1. Bringing to site, erecting and initial safety checks. |  | nr |  |  | 0
| 2. Hire charges. |  | week |  |  | 0
| 3. Altering and adapting during construction. |  | nr |  |  | 0
| 4. Dismantling and removing from site. |  | nr |  |  | 0
2.9 | Site records
2.9.1 Site records
| Unless otherwise indicated, costs associated with the following shall be deemed to be included in management and staff costs: 1. Photography: – camera purchase. – consumables. – printing and presentation. |  | item |  |  | 0
| 2. Works records: – progress reporting. – site setting out drawings. – condition surveys and reports. – operation and maintenance manuals. – as-built/installed drawings and schedules. – co-ordinating, gathering and compiling health and safety information and presentation to CDM co-ordinator. – compilation of health and safety file (if required). |  | item |  |  | 0
2.1 | Completion and post-completion requirements
2.10.1 Testing and commissioning plan
1. Preparation of Commissioning Plan
2.10.2 Handover
| 1. Preparation of Handover Plan |  | item |  |  | 0
| 2. Training of building users staff in the operation and maintenance of the building engineering services systems |  | item |  |  | 0
| 3. Provision of spare parts for maintenance of building engineering services |  | item |  |  | 0
| 4. Provision of tools and portable indicating instruments for the operation and maintenance of building engineering services systems. |  | item |  |  | 0
| 5. Pre-completion inspections. |  | item |  |  | 0
| 6. Final inspections. |  | item |  |  | 0
2.10.3 Post-completion services
| 1. Supervisory staff (employer/tenant care). |  | week |  |  | 0
| 2. Handyman |  | week |  |  | 0
| 3. Minor materials and sundry items |  | item |  |  | 0
| 4. Insurances |  | item |  |  | 0
| 5. Other post-construction staff |  | week |  |  | 0
2.11 | Cleaning
2.11.1 Site tidy
| 1. Cleaning site accommodation – internal, including cleaning telephone handsets, other office furniture and equipment and window cleaning. |  | week |  |  | 0
| 2. Periodic maintenance of site accommodation, including redecoration (internal and external). |  | week |  |  | 0
| 3. Waste management, including rubbish disposal (including compactor visits; skips and waste bins; roll-off, roll-on waste bins) and other disposal. |  | week |  |  | 0
| 4. Pest control. |  | item |  |  | 0
2.11.2 Maintenance of roads, paths and paving's
| 1. Maintenance of temporary site roads, paths, and pavements. |  | week |  |  | 0
| 2. Maintenance of public and private roads, including wheel spinners and road sweepers. |  | week |  |  | 0
2.11.3 Building clean
| 1. Final builder's clean |  | item |  |  | 0
2.12 | Fees and charges
2.12.1 Fees
| 1. Building control fees, where not paid by the employer |  | item |  |  | 0
| 2. Oversailing fees, where not paid by the employer |  | item |  |  | 0
| 3. Considerate Constructors’ Scheme fees (or alternative scheme operated by local authority). |  | item |  |  | 0
| 4. Scheme registration fees or similar fees, where not paid by the employer. |  | item |  |  | 0
2.12.2 Charges
| 1. Rates on temporary accommodation. |  | item |  |  | 0
| 2. Licences in connection with hoardings, scaffolding, gantries and the like |  | item |  |  | 0
| 3. Licences in connection with crossovers, parking permits, parking bay suspensions and the like. |  | item |  |  | 0
2.13 | Site services
2.13.1 Temporary works
| 1. Temporary works that are not specific to an element. |  | item |  |  | 0
2.13.2 Multi-service gang
| 1. Ganger |  | week |  |  | 0
| 2. Labour |  | week |  |  | 0
| 3. Fork lift driver |  | week |  |  | 0
| 4. Service gang plant and transport |  | week |  |  | 0
2.14 | Insurance, bonds, guarantees and warranties
2.14.1 Works insurance
| 1. Contractor’s ‘all risks’ (CAR) insurance. |  | item |  |  | 0
| 2. Contractor’s plant and equipment insurance. |  | item |  |  | 0
| 3. Temporary buildings insurance. |  | item |  |  | 0
| 4. Terrorism insurance. |  | item |  |  | 0
| 5. Other insurances in connection with the works. |  | item |  |  | 0
| 6. Insurance premium tax (IPT). |  | item |  |  | 0
| 7. Allowance for recovery of all or part of insurance premium excess. |  | item |  |  | 0
2.14.2 Public liability insurance
| 1. Non-negligence insurance. |  | item |  |  | 0
| 2. Professional indemnity insurance. |  | item |  |  | 0
| 3. Insurance premium tax (IPT). |  | item |  |  | 0
| 4. Allowance for recovery of all or part of insurance premium excess. |  | item |  |  | 0
2.14.3 Employer’s (main contractor’s) liability insurance
| 1. Management and staff, including administrative staff. |  | item |  |  | 0
| 2. Works operatives. |  | item |  |  | 0
| 3. Insurance premium tax (IPT). |  | item |  |  | 0
| 4. Allowance for recovery of all or part of insurance premium excess. |  | item |  |  | 0
2.14.4 Other insurances
| 1. Employer’s loss of liquidated damages. |  | item |  |  | 0
| 2. Latent defects cover. |  | item |  |  | 0
| 3. Motor vehicles. |  | item |  |  | 0
| 4. Other insurances. |  | item |  |  | 0
| 5. Insurance premium tax (IPT). |  | item |  |  | 0
| 6. Allowance for recovery of all or part of insurance premium excess. |  | item |  |  | 0
2.14.5 Bonds
| 1. Tender bonds (if applicable) |  | item |  |  | 0
| 2. Performance bonds |  | item |  |  | 0
2.14.6 Guarantees
| 1. Parent company guarantees. |  | item |  |  | 0
| 2. Product guarantees, insurance backed guarantees. |  | item |  |  | 0
2.14.7 Warranties
| 1. Collateral warranties. |  | item |  |  | 0
| 2. Funder’s warranties. |  | item |  |  | 0
| 3. Purchaser’s and tenant’s warranties. |  | item |  |  | 0
| 4. Other warranties. |  | item |  |  | 0
| Total Main Contractor Preliminaries |  |  |  |  | 0

## C.Works - Ramp
HRP - Main Contract Works | [12 empty] | 2025-11-01
The Reveller, Tower of London
Ramp
Tender Price documentation
Construction Works
Ref | Sub element | Description | Quant | Unit | Rate breakdown | [6 empty] | Rate | Total (£)
[5 empty] | Labour (Hrs) | Labour (£) | Labour Total (£) | Plant (£) | Material (£) | OH&P % | OH&P (£)
0 |  | Facilitating Works
• |  | Soft strip out works; including removal off site | Inc Strip out
|  | No associated works |  |  |  |  | 0 |  |  |  | 0 | 0 | 0
|  | Sub-total | [10 empty] | 0
1 |  | Substructure
No associated works
|  | Sub-total | [10 empty] | 0
2 |  | Superstructure
|  | No associated works |  |  |  |  | 0 |  |  |  | 0 | 0 | 0
[7 empty] | 0 |  |  |  | 0 | 0 | 0
[7 empty] | 0 |  |  |  | 0 | 0 | 0
|  | Sub-total | [10 empty] | 0
3 |  | Internal Finishes
|  | No associated works |  |  |  |  | 0 |  |  |  | 0 | 0 | 0
[7 empty] | 0 |  |  |  | 0 | 0 | 0
|  | Sub-total | [10 empty] | 0
4 |  | Fittings, furnishings and equipment
|  | No associated works |  |  |  |  | 0 |  |  |  | 0 | 0 | 0
[7 empty] | 0 |  |  |  | 0 | 0 | 0
|  | Sub-total | [10 empty] | 0
5 |  | Services
|  | No associated works |  |  |  |  | 0 |  |  |  | 0 | 0 | 0
[7 empty] | 0 |  |  |  | 0 | 0 | 0
[7 empty] | 0 |  |  |  | 0 | 0 | 0
|  | Sub-total | [10 empty] | 0
6 |  | Prefabricated buildings and units |  |  |  |  | 0 |  |  |  | 0 | 0 | 0
[7 empty] | 0 |  |  |  | 0 | 0 | 0
|  | No associated works |  |  |  |  | 0 |  |  |  | 0 | 0 | 0
[7 empty] | 0 |  |  |  | 0 | 0 | 0
[7 empty] | 0 |  |  |  | 0 | 0 | 0
|  | Sub-total | [10 empty] | 0
7 |  | Work to existing buildings - Conservation Works
|  | No associated works |  |  |  |  | 0 |  |  |  | 0 | 0 | 0
[7 empty] | 0 |  |  |  | 0 | 0 | 0
[7 empty] | 0 |  |  |  | 0 | 0 | 0
[7 empty] | 0 |  |  |  | 0 | 0 | 0
|  | Sub-total | [10 empty] | 0
8 |  | External works
[7 empty] | 0 |  |  |  | 0 | 0 | 0
[7 empty] | 0 |  |  |  | 0 | 0 | 0
8.4 |  | Fencing, railings and walls |  |  |  |  | 0 |  |  |  | 0 | 0 | 0
|  | Ramp; |  |  |  |  | 0 |  |  |  | 0 | 0 | 0
|  | Ground preparation works |  |  |  |  | 0 |  |  |  | 0 | 0 | 0
• |  | Screw piles | 1 | Item |  |  | 0 |  |  |  | 0 | 0 | 0
• |  | E/o piling for rig mobilisation, setting out, testing etc. | 56 | Nr |  |  | 0 |  |  |  | 0 | 0 | 0
• |  | Steelwork - 150x75 PFC stair; galvanised | 1 | Item |  |  | 0 |  |  |  | 0 | 0 | 0
• |  | Steelwork - 150x75 PFC; galvanised | 0 | t |  |  | 0 |  |  |  | 0 | 0 | 0
• |  | Steelwork - 180x90 PFC stair; galvanised; curved | 0 | t |  |  | 0 |  |  |  | 0 | 0 | 0
• |  | Steelwork - 180x90 PFC; galvanised; straight | 0 | t |  |  | 0 |  |  |  | 0 | 0 | 0
• |  | Steelwork - 152x152x23 UC; galvanised; straight | 7.13 | t |  |  | 0 |  |  |  | 0 | 0 | 0
• |  | E.O for curved Steelwork - 152x152x23 UC; galvanised | 0.41 | t |  |  | 0 |  |  |  | 0 | 0 | 0
• |  | Bracing steelwork - galvanised; straight; shot blasted | 1 | Item |  |  | 0 |  |  |  | 0 | 0 | 0
• |  | E/o steelwork for connections, design etc. | 1 | Item |  |  | 0 |  |  |  | 0 | 0 | 0
• |  | Perforated steel deck | 1 | Item |  |  | 0 |  |  |  | 0 | 0 | 0
• |  | Steel framed security post / Sentry box | 1 | Item |  |  | 0 |  |  |  | 0 | 0 | 0
• |  | Staircase | 1 | Item |  |  | 0 |  |  |  | 0 | 0 | 0
• |  | Balustrading | 146 | m |  |  | 0 |  |  |  | 0 | 0 | 0
• |  | Decking | 240 | m2 |  |  | 0 |  |  |  | 0 | 0 | 0
• |  | Lighting | 1 | Item |  |  | 0 |  |  |  | 0 | 0 | 0
• |  | Design development | 1 | Item |  |  | 0 |  |  |  | 0 | 0 | 0
[7 empty] | 0 |  |  |  | 0 | 0 | 0
[7 empty] | 0 |  |  |  | 0 | 0 | 0
[7 empty] | 0 |  |  |  | 0 | 0 | 0
|  | Sub-total | [10 empty] | 0

## Risk - Ramp
HRP - Main Contract Works |  |  |  |  | 2025-11-01
The Reveller, Tower of London
Ramp
Tender Price documentation
Risk
Ref | Description | Quant | Unit | Rate (£) | Total (£)
10 | Risk items
*Risk Register to follow at formal Tender Stage for tenderers to price*
‘’During the tender period tenderers will be given a risk register with items to be priced’’.
| Total Risk |  |  |  | 0

## Other works - Ramp
HRP - Main Contract Works |  |  |  |  | 2025-11-01
The Reveller, Tower of London
Ramp
Tender Price documentation
Other works
Ref | Description | Quant | Unit | Rate (£) | Total (£)
12 | Contractor is to advise of other costs associated with the works that has not been listed within the Main Contractor prelims and /or Construction Works
| Total Other Works |  |  |  | 0

## PS - Ramp
HRP - Main Contract Works |  |  |  |  | 2025-11-01
The Reveller, Tower of London
Ramp
Tender Price documentation
Provisional Sums
Ref | Description | Quant | Unit | Rate (£) | Total (£)
13 | Provisional Sums
Defined
Undefined
| Total Provisional Sums |  |  |  | 0

## Rate build up (hidden)
Ref | Sub element | Description | Unit | Labour (Hrs) | Labour (£) | Labour Total (£) | Plant (£) | Material (£) | OH&P % | OH&P (£) | Total Rate (£) | Rate rounded
[6 empty] | 0 |  |  |  | 0 | 0 | 0
0 |  | Facilitating Works |  |  |  | 0 |  |  |  | 0 | 0 | 0
[6 empty] | 0 |  |  |  | 0 | 0 | 0
[6 empty] | 0 |  |  |  | 0 | 0 | 0
[6 empty] | 0 |  |  |  | 0 | 0 | 0
1 |  | Substructure |  |  |  | 0 |  |  |  | 0 | 0 | 0
[6 empty] | 0 |  |  |  | 0 | 0 | 0
[6 empty] | 0 |  |  |  | 0 | 0 | 0
[6 empty] | 0 |  |  |  | 0 | 0 | 0
2 |  | Superstructure |  |  |  | 0 |  |  |  | 0 | 0 | 0
[6 empty] | 0 |  |  |  | 0 | 0 | 0
[6 empty] | 0 |  |  |  | 0 | 0 | 0
[6 empty] | 0 |  |  |  | 0 | 0 | 0
3 |  | Internal Finishes |  |  |  | 0 |  |  |  | 0 | 0 | 0
[6 empty] | 0 |  |  |  | 0 | 0 | 0
[6 empty] | 0 |  |  |  | 0 | 0 | 0
[6 empty] | 0 |  |  |  | 0 | 0 | 0
4 |  | Fittings, furnishings and equipment |  |  |  | 0 |  |  |  | 0 | 0 | 0
[6 empty] | 0 |  |  |  | 0 | 0 | 0
[6 empty] | 0 |  |  |  | 0 | 0 | 0
[6 empty] | 0 |  |  |  | 0 | 0 | 0
5 |  | Services |  |  |  | 0 |  |  |  | 0 | 0 | 0
[6 empty] | 0 |  |  |  | 0 | 0 | 0
[6 empty] | 0 |  |  |  | 0 | 0 | 0
[6 empty] | 0 |  |  |  | 0 | 0 | 0
6 |  | Prefabricated buildings and units |  |  |  | 0 |  |  |  | 0 | 0 | 0
[6 empty] | 0 |  |  |  | 0 | 0 | 0
[6 empty] | 0 |  |  |  | 0 | 0 | 0
[6 empty] | 0 |  |  |  | 0 | 0 | 0
7 |  | Work to existing buildings |  |  |  | 0 |  |  |  | 0 | 0 | 0
[6 empty] | 0 |  |  |  | 0 | 0 | 0
[6 empty] | 0 |  |  |  | 0 | 0 | 0
[6 empty] | 0 |  |  |  | 0 | 0 | 0
8 |  | External works |  |  |  | 0 |  |  |  | 0 | 0 | 0
[6 empty] | 0 |  |  |  | 0 | 0 | 0
[6 empty] | 0 |  |  |  | 0 | 0 | 0
[6 empty] | 0 |  |  |  | 0 | 0 | 0
[6 empty] | 0 |  |  |  | 0 | 0 | 0
[6 empty] | 0 |  |  |  | 0 | 0 | 0
[6 empty] | 0 |  |  |  | 0 | 0 | 0
[6 empty] | 0 |  |  |  | 0 | 0 | 0
[6 empty] | 0 |  |  |  | 0 | 0 | 0
[6 empty] | 0 |  |  |  | 0 | 0 | 0
[6 empty] | 0 |  |  |  | 0 | 0 | 0
[6 empty] | 0 |  |  |  | 0 | 0 | 0
0

## NRM1 Measured Works (hidden)
| Group Element |  | Element |  | Sub-element |  | Component
| Level 2 |  | Level 3 |  | Level 4 |  | Level 5
0 | Facilitating Works | 0.1 | Toxic / Hazardous / Contaminated material treatment | 0.1.1 | Toxic or hazardous material removal | 0.1.1.1 | Toxic or hazardous material removal: details to be stated.
0 | Facilitating Works | 0.1 | Toxic / Hazardous / Contaminated material treatment | 0.1.1 | Toxic or hazardous material removal | 0.1.1.2 | Toxic or hazardous chemical removal: details to be stated.
0 | Facilitating Works | 0.1 | Toxic / Hazardous / Contaminated material treatment | 0.1.2 | Contaminated Land | 0.1.2.1 | Contaminated ground material removal: details to be stated.
0 | Facilitating Works | 0.1 | Toxic / Hazardous / Contaminated material treatment | 0.1.2 | Contaminated Land | 0.1.2.2 | Contaminated ground material treatment: details to be stated.
0 | Facilitating Works | 0.1 | Toxic / Hazardous / Contaminated material treatment | 0.1.3 | Eradication of plant growth | 0.1.3.1 | Eradication by dig and dump strategy; details to be stated
0 | Facilitating Works | 0.1 | Toxic / Hazardous / Contaminated material treatment | 0.1.3 | Eradication of plant growth | 0.1.3.2 | Eradication by chemical treatment: details to be stated.
0 | Facilitating Works | 0.2 | Major demolition works | 0.2.1 | Demolition Works | 0.2.1.1 | Demolition of entire buildings: details to be stated.
0 | Facilitating Works | 0.2 | Major demolition works | 0.2.1 | Demolition Works | 0.2.1.2 | Demolition of major parts of existing buildings: details to be stated.
0 | Facilitating Works | 0.2 | Major demolition works | 0.2.1 | Demolition Works | 0.2.1.3 | Temporary propping to existing basement retaining walls: details, including type of material, whether single or double props, type of anchor blocks/ foundations, to be stated.
0 | Facilitating Works | 0.2 | Major demolition works | 0.2.1 | Demolition Works | 0.2.1.4 | Extra over temporary propping for providing wailings: details, including type of material, to be stated.
0 | Facilitating Works | 0.2 | Major demolition works | 0.2.1 | Demolition Works | 0.2.1.5 | Periodic technical inspections of temporary propping: details to be stated.
0 | Facilitating Works | 0.2 | Major demolition works | 0.2.1 | Demolition Works | 0.2.1.6 | Returning to site to reposition temporary props: details, including type of material, whether single or double props, type of anchor blocks/foundations (if new required), to be stated.
0 | Facilitating Works | 0.2 | Major demolition works | 0.2.1 | Demolition Works | 0.2.1.7 | Removal of temporary props: details to be stated.
0 | Facilitating Works | 0.2 | Major demolition works | 0.2.1 | Demolition Works | 0.2.1.8 | Removal of wailings: details to be stated.
0 | Facilitating Works | 0.2 | Major demolition works | 0.2.1 | Demolition Works | 0.2.1.9 | Grubbing up of anchor blocks/ foundations to temporary props and infilling voids: details, including type of filling material, size of void to be stated.
0 | Facilitating Works | 0.2 | Major demolition works | 0.2.2 | Soft Strip Works | 0.2.2.1 | Preparatory to demolition: extent of works to be stated.
0 | Facilitating Works | 0.2 | Major demolition works | 0.2.2 | Soft Strip Works | 0.2.2.2 | Preparatory to refurbishment: extent of works to be stated.
0 | Facilitating Works | 0.3 | Temporary support to adjacent structures | 0.3.1 | Temporary support to adjacent structures | 0.3.1.1 | Support structures: details to be stated.
0 | Facilitating Works | 0.3 | Temporary support to adjacent structures | 0.3.1 | Temporary support to adjacent structures | 0.3.1.2 | Taking down and repositioning support structures: details to be stated.
0 | Facilitating Works | 0.3 | Temporary support to adjacent structures | 0.3.1 | Temporary support to adjacent structures | 0.3.1.3 | Periodic technical inspections of temporary support structures: details to be stated.
0 | Facilitating Works | 0.3 | Temporary support to adjacent structures | 0.3.1 | Temporary support to adjacent structures | 0.3.1.4 | Removing support structures: details to be stated.
0 | Facilitating Works | 0.4 | Specialist groundworks | 0.4.1 | Site dewatering and pumping | 0.4.1.1 | Site dewatering; details to be stated
0 | Facilitating Works | 0.4 | Specialist groundworks | 0.4.2 | Soil stabilisation measures | 0.4.2.1 | Soil stabilisation measures: details to be stated
0 | Facilitating Works | 0.4 | Specialist groundworks | 0.4.3 | Ground gas venting measures | 0.4.3.1 | Ground gas venting; details to be stated
0 | Facilitating Works | 0.5 | Temporary diversion works | 0.5.1 | Temporary diversion works | 0.5.1.1 | Temporary diversion of drains; details to be stated
0 | Facilitating Works | 0.5 | Temporary diversion works | 0.5.1 | Temporary diversion works | 0.5.1.2 | Temporary diversion of services; details to be stated
0 | Facilitating Works | 0.5 | Temporary diversion works | 0.5.1 | Temporary diversion works | 0.5.1.3 | Temporary diversion of waterways; details to be stated
0 | Facilitating Works | 0.6 | Extraordinary site investigation works | 0.6.1 | Archaeological investigation | 0.6.1.1 | Excavation works: details to be stated
0 | Facilitating Works | 0.6 | Extraordinary site investigation works | 0.6.1 | Archaeological investigation | 0.6.1.2 | Temporary screens and the like: details to be stated
0 | Facilitating Works | 0.6 | Extraordinary site investigation works | 0.6.1 | Archaeological investigation | 0.6.1.3 | Attendance on archaeologists
0 | Facilitating Works | 0.6 | Extraordinary site investigation works | 0.6.2 | Reptile/wildlife mitigation measures | 0.6.2.1 | Physical reptile/wildlife mitigation measures: details to be stated
0 | Facilitating Works | 0.6 | Extraordinary site investigation works | 0.6.2 | Reptile/wildlife mitigation measures | 0.6.2.2 | Temporary fences, as appropriate). barriers and the like: details to be stated
0 | Facilitating Works | 0.6 | Extraordinary site investigation works | 0.6.2 | Reptile/wildlife mitigation measures | 0.6.2.3 | Attendance
0 | Facilitating Works | 0.6 | Extraordinary site investigation works | 0.6.3 | Other extraordinary site investigation works | 0.6.3.1 | Physical site investigation works: details to be stated.
0 | Facilitating Works | 0.6 | Extraordinary site investigation works | 0.6.3 | Other extraordinary site investigation works | 0.6.3.2 | Temporary screens, fences, barriers and the like: details to be stated
0 | Facilitating Works | 0.6 | Extraordinary site investigation works | 0.6.3 | Other extraordinary site investigation works | 0.6.3.3 | Attendance
1 | Substructure | 1.1 | Substructure | 1.1.1 | Standard foundations | 1.1.1.1 | Strip foundations: details, including depth of foundation, to be stated.
1 | Substructure | 1.1 | Substructure | 1.1.1 | Standard foundations | 1.1.1.2 | Isolated pad foundations: details, including size of and reinforcement rate (kg/m3) to pile cap, to be stated.
1 | Substructure | 1.1 | Substructure | 1.1.1 | Standard foundations | 1.1.1.3 | Extra for disposal of contaminated excavated material: details to be stated.
1 | Substructure | 1.1 | Substructure | 1.1.2 | Specialist foundations | 1.1.2.1 | Piling mats/platforms: details, including thickness of mat/platform (mm), to be stated.
1 | Substructure | 1.1 | Substructure | 1.1.2 | Specialist foundations | 1.1.2.2 | Piling plant: details to be stated.
1 | Substructure | 1.1 | Substructure | 1.1.2 | Specialist foundations | 1.1.2.3 | Moving piling rig to pile position.
1 | Substructure | 1.1 | Substructure | 1.1.2 | Specialist foundations | 1.1.2.4 | Piles: details, including type, diameter (mm) and depth (m) of piles, to be stated.
1 | Substructure | 1.1 | Substructure | 1.1.2 | Specialist foundations | 1.1.2.5 | Extra for pile casings or linings: details, including material, length (m), diameter (mm) and if permanent or temporary, to be stated.
1 | Substructure | 1.1 | Substructure | 1.1.2 | Specialist foundations | 1.1.2.6 | Caissons: details, including type, diameter (mm) and depth (m) of caisson, to be stated.
1 | Substructure | 1.1 | Substructure | 1.1.2 | Specialist foundations | 1.1.2.7 | Disposal of excavated material arising from piling.
1 | Substructure | 1.1 | Substructure | 1.1.2 | Specialist foundations | 1.1.2.8 | Extra for breaking through obstructions.
1 | Substructure | 1.1 | Substructure | 1.1.2 | Specialist foundations | 1.1.2.9 | Cutting off tops of concrete piles and preparing pile heads.
1 | Substructure | 1.1 | Substructure | 1.1.2 | Specialist foundations | 1.1.2.10 | Pile tests: details, including type of test, pile type, diameter of pile and number of piles to be stated.
1 | Substructure | 1.1 | Substructure | 1.1.2 | Specialist foundations | 1.1.2.11 | Vibro-compacted columns: details, including size (mm) and length (m) of column, to be stated.
1 | Substructure | 1.1 | Substructure | 1.1.2 | Specialist foundations | 1.1.2.12 | Pile caps: details, including size of and reinforcement rate (kg/m3) to pile cap, to be stated.
1 | Substructure | 1.1 | Substructure | 1.1.2 | Specialist foundations | 1.1.2.13 | Ground beams: details, including size of and reinforcement rate (kg/m3) to pile cap, to be stated.
1 | Substructure | 1.1 | Substructure | 1.1.2 | Specialist foundations | 1.1.2.14 | Underpinning: details to be stated.
1 | Substructure | 1.1 | Substructure | 1.1.3 | Lowest floor construction | 1.1.3.1 | Lowest floor construction: details to be stated.
1 | Substructure | 1.1 | Substructure | 1.1.3 | Lowest floor construction | 1.1.3.2 | Extra over lowest floor construction for forming ramps and the like: details to be stated.
1 | Substructure | 1.1 | Substructure | 1.1.3 | Lowest floor construction | 1.1.3.3 | Extra over lowest floor construction for forming of lift pits and the like: details, including the number and size (m) of lift pits, to be stated.
1 | Substructure | 1.1 | Substructure | 1.1.3 | Lowest floor construction | 1.1.3.4 | Extra over lowest floor construction for forming swimming pool tanks and the like: details, including the size (m), to be stated.
1 | Substructure | 1.1 | Substructure | 1.1.3 | Lowest floor construction | 1.1.3.5 | Retaining walls at changes in level: details, including thickness (mm), height (m) and reinforcement rate (kg/m3), to be stated.
1 | Substructure | 1.1 | Substructure | 1.1.3 | Lowest floor construction | 1.1.3.6 | Designed joints: details, including height (mm), to be stated.
1 | Substructure | 1.1 | Substructure | 1.1.3 | Lowest floor construction | 1.1.3.7 | Drainage below ground: details, including average depth of trench (m), type and nominal size of pipe (mm), and materials for beds and haunchings/surrounds, to be stated.
1 | Substructure | 1.1 | Substructure | 1.1.3 | Lowest floor construction | 1.1.3.8 | Gullies, floor outlets and the like: details to be stated.
1 | Substructure | 1.1 | Substructure | 1.1.3 | Lowest floor construction | 1.1.3.9 | Internal manholes, catch-pits, petrol interceptors or the like: details to be stated.
1 | Substructure | 1.1 | Substructure | 1.1.3 | Lowest floor construction | 1.1.3.10 | Testing of drainage installations.
1 | Substructure | 1.1 | Substructure | 1.1.3 | Lowest floor construction | 1.1.3.11 | Commissioning of drainage installations
1 | Substructure | 1.1 | Substructure | 1.1.4 | Basement excavation | 1.1.4.1 | Basement excavation: details, including average depth of excavation, to be stated.
1 | Substructure | 1.1 | Substructure | 1.1.4 | Basement excavation | 1.1.4.2 | Disposal of excavated material: details to be stated.
1 | Substructure | 1.1 | Substructure | 1.1.4 | Basement excavation | 1.1.4.3 | Extra for disposal of contaminated excavated material: details to be stated.
1 | Substructure | 1.1 | Substructure | 1.1.4 | Basement excavation | 1.1.4.4 | Earthwork support: details to be stated.
1 | Substructure | 1.1 | Substructure | 1.1.4 | Basement excavation | 1.1.4.5 | Additional excavation: details to be stated.
1 | Substructure | 1.1 | Substructure | 1.1.5 | Basement retaining walls | 1.1.5.1 | Basement retaining wall: details to be stated.
1 | Substructure | 1.1 | Substructure | 1.1.5 | Basement retaining walls | 1.1.5.2 | Piling mats/ platforms: details, including thickness of mat/platform (mm), to be stated.
1 | Substructure | 1.1 | Substructure | 1.1.5 | Basement retaining walls | 1.1.5.3 | Piling plant: details to be stated.
1 | Substructure | 1.1 | Substructure | 1.1.5 | Basement retaining walls | 1.1.5.4 | Moving piling rig to pile position.
1 | Substructure | 1.1 | Substructure | 1.1.5 | Basement retaining walls | 1.1.5.5 | Guide walls: details to be stated.
1 | Substructure | 1.1 | Substructure | 1.1.5 | Basement retaining walls | 1.1.5.6 | Piles: details, including type, diameter (mm), depth (m), total length (m) and embedded length (m) of piles of piles, to be stated.
1 | Substructure | 1.1 | Substructure | 1.1.5 | Basement retaining walls | 1.1.5.7 | Contiguous bored pile walls: details, including diameter (mm), depth (m), total length (m) and embedded length (m) of piles of piles, to be stated.
1 | Substructure | 1.1 | Substructure | 1.1.5 | Basement retaining walls | 1.1.5.8 | Disposal of excavated material arising from piling.
1 | Substructure | 1.1 | Substructure | 1.1.5 | Basement retaining walls | 1.1.5.9 | Cutting off tops of concrete piles.
1 | Substructure | 1.1 | Substructure | 1.1.5 | Basement retaining walls | 1.1.5.10 | Steel sheet piling: details, including total area (m2) and total driven area (m2) to be stated.
1 | Substructure | 1.1 | Substructure | 1.1.5 | Basement retaining walls | 1.1.5.11 | Cutting off surplus lengths steel sheet piling.
1 | Substructure | 1.1 | Substructure | 1.1.5 | Basement retaining walls | 1.1.5.12 | Pile tests: details to be stated.
1 | Substructure | 1.1 | Substructure | 1.1.5 | Basement retaining walls | 1.1.5.13 | Diaphragm walls: details, including depth of excavation, thickness (mm) of wall reinforcement rate (kg/m3), to be stated.
1 | Substructure | 1.1 | Substructure | 1.1.5 | Basement retaining walls | 1.1.5.14 | Ground anchors: details, including type, to be stated.
1 | Substructure | 1.1 | Substructure | 1.1.5 | Basement retaining walls | 1.1.5.15 | Trimming and cleaning faces of piled and diaphragm walls.
1 | Substructure | 1.1 | Substructure | 1.1.5 | Basement retaining walls | 1.1.5.16 | Temporary works: details to be stated.
1 | Substructure | 1.1 | Substructure | 1.1.5 | Basement retaining walls | 1.1.5.17 | Removal of temporary works: details to be stated.
1 | Substructure | 1.1 | Substructure | 1.1.5 | Basement retaining walls | 1.1.5.18 | Capping beams: details, including beam size (mm) and reinforcement rate (kg/m3), to be stated.
1 | Substructure | 1.1 | Substructure | 1.1.5 | Basement retaining walls | 1.1.5.19 | Basement retaining wall components: details to be stated.
1 | Substructure | 1.1 | Substructure | 1.1.5 | Basement retaining walls | 1.1.5.20 | Concrete applied by spray or gun: details, including thickness (mm), to be stated.
2 | Super Structure | 2.1 | Frame | 2.1.1 | Steel frames | 2.1.1.1 | Structural steel frame, including fittings and fixings: details, including size of column grid (m), to be stated.
2 | Super Structure | 2.1 | Frame | 2.1.1 | Steel frames | 2.1.1.2 | Fire protection to steel frame: details to be stated.
2 | Super Structure | 2.1 | Frame | 2.1.1 | Steel frames | 2.1.1.3 | Factory applied paint systems: details to be stated.
2 | Super Structure | 2.1 | Frame | 2.1.2 | Space frames/decks | 2.1.2.1 | Space frame/deck, including structural support framework, fittings and fixings: details to be stated.
2 | Super Structure | 2.1 | Frame | 2.1.2 | Space frames/decks | 2.1.2.2 | Fire protection to steel frame: details to be stated.
2 | Super Structure | 2.1 | Frame | 2.1.2 | Space frames/decks | 2.1.2.3 | Factory applied paint systems: details to be stated.
2 | Super Structure | 2.1 | Frame | 2.1.3 | Concrete casings to steel frames | 2.1.3.1 | Column casings: details, including number of columns (nr), column size and type of formwork finish, to be stated.
2 | Super Structure | 2.1 | Frame | 2.1.3 | Concrete casings to steel frames | 2.1.3.2 | Beam casings: details, including number of beams (nr), beam size and type of formwork finish, to be stated.
2 | Super Structure | 2.1 | Frame | 2.1.4 | Concrete frames | 2.1.4.1 | Columns: details, including number (nr) of columns, column size (mm), concrete grade, reinforcement rate (kg/m3) and type of formwork finish, to be stated.
2 | Super Structure | 2.1 | Frame | 2.1.4 | Concrete frames | 2.1.4.2 | Beams: details, including number (nr) of beams, beam size (mm), reinforcement rate (kg/m3) and type of formwork finish, to be stated.
2 | Super Structure | 2.1 | Frame | 2.1.4 | Concrete frames | 2.1.4.3 | Walls: details, including thickness of wall (mm), concrete grade, reinforcement rate (kg/m3) and type of formwork finish, to be stated.
2 | Super Structure | 2.1 | Frame | 2.1.4 | Concrete frames | 2.1.4.4 | Extra over walls for forming openings in walls for doors, windows, screens and the like: details, including thickness of wall (mm), overall size of opening (m) and type of formwork finish, to be stated.
2 | Super Structure | 2.1 | Frame | 2.1.4 | Concrete frames | 2.1.4.5 | Designed joints: details to be stated.
2 | Super Structure | 2.1 | Frame | 2.1.5 | Timber frames | 2.1.5.1 | Timber frames: details to be stated.
2 | Super Structure | 2.1 | Frame | 2.1.6 | Specialist frames | 2.1.6.1 | Specialist frame: details to be stated.
2 | Super Structure | 2.2 | Upper Floors | 2.2.1 | Floors | 2.2.1.1 | Suspended floor slabs: details, including thickness (mm); concrete strength (N/mm2), reinforcement rate (kg/m3) and type of formwork finish, to be stated.
2 | Super Structure | 2.2 | Upper Floors | 2.2.1 | Floors | 2.2.1.2 | Edge formwork: details of formwork finish to be stated.
2 | Super Structure | 2.2 | Upper Floors | 2.2.1 | Floors | 2.2.1.3 | Designed joints: details to be stated.
2 | Super Structure | 2.2 | Upper Floors | 2.2.1 | Floors | 2.2.1.4 | Surface treatments: details to be stated.
2 | Super Structure | 2.2 | Upper Floors | 2.2.1 | Floors | 2.2.1.5 | Precast/composite decking systems Suspended floor slab: details, including type, thickness (mm), span (m) and loading (kN/m2), to be stated.
2 | Super Structure | 2.2 | Upper Floors | 2.2.1 | Floors | 2.2.1.6 | Timber floors: Timber floors: details to be stated.
2 | Super Structure | 2.2 | Upper Floors | 2.2.1 | Floors | 2.2.1.7 | Structural screeds: Structural screeds: details, including thickness (mm), reinforcement rate (kg/m3) and surface treatments, to be stated.
2 | Super Structure | 2.2 | Upper Floors | 2.2.2 | Balconies | 2.2.2.1 | Balconies: details, including floor area (m2) of balcony, to be stated.
2 | Super Structure | 2.2 | Upper Floors | 2.2.3 | Drainage to balconies | 2.2.3.1 | Rainwater pipes: details to be stated.
2 | Super Structure | 2.2 | Upper Floors | 2.2.3 | Drainage to balconies | 2.2.3.2 | Floor outlets: details to be stated.
2 | Super Structure | 2.2 | Upper Floors | 2.2.3 | Drainage to balconies | 2.2.3.3 | Testing of installations.
2 | Super Structure | 2.2 | Upper Floors | 2.2.3 | Drainage to balconies | 2.2.3.4 | Commissioning of installations.
2 | Super Structure | 2.3 | Roof | 2.3.1 | Roof structure | 2.3.1.1 | Roof structure – pitched roofs: details, including design loads (kN/m2), spans (m) and angle of pitch (°), to be stated.
2 | Super Structure | 2.3 | Roof | 2.3.1 | Roof structure | 2.3.1.2 | Extra over roof structure – pitched roofs for forming dormer.
2 | Super Structure | 2.3 | Roof | 2.3.1 | Roof structure | 2.3.1.3 | Prefabricated dormers: details to be stated.
2 | Super Structure | 2.3 | Roof | 2.3.1 | Roof structure | 2.3.1.4 | Roof structure – flat roofs: details, including design loads (kN/m2) and spans (m), to be stated.
2 | Super Structure | 2.3 | Roof | 2.3.2 | Roof coverings | 2.3.2.1 | Roof coverings, non-structural screeds, thermal insulation, and surface treatments: details to be stated.
2 | Super Structure | 2.3 | Roof | 2.3.2 | Roof coverings | 2.3.2.2 | Extra over roof coverings for coverings to dormers, including cladding to dormer cheeks.
2 | Super Structure | 2.3 | Roof | 2.3.2 | Roof coverings | 2.3.2.3 | Eaves, verge treatment to pitched roofs: details to be stated.
2 | Super Structure | 2.3 | Roof | 2.3.2 | Roof coverings | 2.3.2.4 | Edge treatment to flat roofs: details stated.
2 | Super Structure | 2.3 | Roof | 2.3.2 | Roof coverings | 2.3.2.5 | Flashings: details to be stated.
2 | Super Structure | 2.3 | Roof | 2.3.3 | Specialist Roof | 2.3.3.1 | Specialist roof systems: details to be stated.
2 | Super Structure | 2.3 | Roof | 2.3.4 | Roof drainage | 2.3.4.1 | Gutters: details to be stated.
2 | Super Structure | 2.3 | Roof | 2.3.4 | Roof drainage | 2.3.4.2 | Rainwater pipes: details to be stated.
2 | Super Structure | 2.3 | Roof | 2.3.4 | Roof drainage | 2.3.4.3 | Testing of installations.
2 | Super Structure | 2.3 | Roof | 2.3.4 | Roof drainage | 2.3.4.4 | Commissioning of installations.
2 | Super Structure | 2.3 | Roof | 2.3.5 | Roof lights, skylights and openings | 2.3.5.1 | Roof lights, skylights and openings: type and size to be stated.
2 | Super Structure | 2.3 | Roof | 2.3.6 | Roof features | 2.3.6.1 | Roof features: details to be stated.
2 | Super Structure | 2.4 | Stairs and Ramps | 2.4.1 | Stair/ramp structures | 2.4.1.1 | Stair structures: details, including vertical rise of staircase, to be stated.
2 | Super Structure | 2.4 | Stairs and Ramps | 2.4.1 | Stair/ramp structures | 2.4.1.2 | Ramp structures: details, including vertical rise of ramp, to be stated.
2 | Super Structure | 2.4 | Stairs and Ramps | 2.4.2 | Stair/ramp finishes | 2.4.2.1 | Stair finishes: details, including vertical rise of staircase, to be stated.
2 | Super Structure | 2.4 | Stairs and Ramps | 2.4.2 | Stair/ramp finishes | 2.4.2.2 | Ramp finishes: details, including vertical rise of ramp, to be stated.
2 | Super Structure | 2.4 | Stairs and Ramps | 2.4.3 | Stair/ramp balustrades and handrails | 2.4.3.1 | Wall handrails: details, including vertical rise of staircase or ramp, to be stated.
2 | Super Structure | 2.4 | Stairs and Ramps | 2.4.3 | Stair/ramp balustrades and handrails | 2.4.3.2 | Combined balustrades and handrails: details, including vertical rise of staircase or ramp, to be stated.
2 | Super Structure | 2.4 | Stairs and Ramps | 2.4.4 | Ladders/chutes/slides | 2.4.4.1 | Ladders: details to be stated.
2 | Super Structure | 2.4 | Stairs and Ramps | 2.4.4 | Ladders/chutes/slides | 2.4.4.2 | Chutes: details to be stated.
2 | Super Structure | 2.4 | Stairs and Ramps | 2.4.4 | Ladders/chutes/slides | 2.4.4.3 | Slides: details to be stated.
2 | Super Structure | 2.5 | External Walls | 2.5.1 | External enclosing walls above ground level | 2.5.1.1 | External walls: details to be stated.
2 | Super Structure | 2.5 | External Walls | 2.5.1 | External enclosing walls above ground level | 2.5.1.2 | Extra over external walls for plinths, cornices, ornamental bands and the like: details to be stated.
2 | Super Structure | 2.5 | External Walls | 2.5.1 | External enclosing walls above ground level | 2.5.1.3 | Extra over external walls for quoins: details to be stated.
2 | Super Structure | 2.5 | External Walls | 2.5.1 | External enclosing walls above ground level | 2.5.1.4 | Extra over external walls for forming openings for windows: details, including overall size of opening (mm), to be stated.
2 | Super Structure | 2.5 | External Walls | 2.5.1 | External enclosing walls above ground level | 2.5.1.5 | Extra over external walls for forming openings for external doors: details, including overall size of opening (mm), to be stated.
2 | Super Structure | 2.5 | External Walls | 2.5.1 | External enclosing walls above ground level | 2.5.1.6 | Extra over cladding or curtain walling system for integral photovoltaic panels: details, including overall size of opening (mm), to be stated.
2 | Super Structure | 2.5 | External Walls | 2.5.1 | External enclosing walls above ground level | 2.5.1.7 | Extra over cladding or curtain walling system for integral opening vents and panels: details, including purpose of opening and overall size of opening (mm), to be stated.
2 | Super Structure | 2.5 | External Walls | 2.5.1 | External enclosing walls above ground level | 2.5.1.8 | Projecting fins to cladding or curtain walling system: details, including overall size of panel (mm), to be stated.
2 | Super Structure | 2.5 | External Walls | 2.5.1 | External enclosing walls above ground level | 2.5.1.9 | Extra over projecting fins for applied artwork: details to be stated.
2 | Super Structure | 2.5 | External Walls | 2.5.1 | External enclosing walls above ground level | 2.5.1.10 | Safety barriers, handrails or combined balusters and handrails to facetted glazing or cladding systems: details to be stated.
2 | Super Structure | 2.5 | External Walls | 2.5.1 | External enclosing walls above ground level | 2.5.1.11 | Finishes applied to external walls: details to be stated.
2 | Super Structure | 2.5 | External Walls | 2.5.2 | External enclosing walls below ground level | 2.5.2.1 | External walls: details to be stated.
2 | Super Structure | 2.5 | External Walls | 2.5.2 | External enclosing walls below ground level | 2.5.2.2 | Extra over external walls for plinths, cornices, ornamental bands and the like: details to be stated.
2 | Super Structure | 2.5 | External Walls | 2.5.2 | External enclosing walls below ground level | 2.5.2.3 | Extra over external walls for quoins: details to be stated.
2 | Super Structure | 2.5 | External Walls | 2.5.2 | External enclosing walls below ground level | 2.5.2.4 | Extra over external walls for forming openings for windows: details, including overall size of opening (mm), to be stated.
2 | Super Structure | 2.5 | External Walls | 2.5.2 | External enclosing walls below ground level | 2.5.2.5 | Extra over external walls for forming openings for external doors: details, including overall size of opening (mm), to be stated.
2 | Super Structure | 2.5 | External Walls | 2.5.2 | External enclosing walls below ground level | 2.5.2.6 | Finishes to external walls: details to be stated.
2 | Super Structure | 2.5 | External Walls | 2.5.3 | Solar/rain screening | 2.5.3.1 | Vertical solar/rain screening: details, including projection (mm), to be stated.
2 | Super Structure | 2.5 | External Walls | 2.5.3 | Solar/rain screening | 2.5.3.2 | Horizontal solar/rain screening: details to be stated.
2 | Super Structure | 2.5 | External Walls | 2.5.4 | External soffits | 2.5.4.1 | External soffit: details to be stated.
2 | Super Structure | 2.5 | External Walls | 2.5.4 | External soffits | 2.5.4.2 | Cornices, covings and the like: details to be stated.
2 | Super Structure | 2.5 | External Walls | 2.5.4 | External soffits | 2.5.4.3 | Shadow gaps and the like: details to be stated.
2 | Super Structure | 2.5 | External Walls | 2.5.4 | External soffits | 2.5.4.4 | Access hatches and the like: details to be stated.
2 | Super Structure | 2.5 | External Walls | 2.5.4 | External soffits | 2.5.4.5 | Finishes applied to external soffits: details to be stated.
2 | Super Structure | 2.5 | External Walls | 2.5.5 | Subsidiary walls, balustrades and proprietary balconies | 2.5.5.1 | Walls: details to be stated.
2 | Super Structure | 2.5 | External Walls | 2.5.5 | Subsidiary walls, balustrades and proprietary balconies | 2.5.5.2 | Walls forming planters: details to be stated.
2 | Super Structure | 2.5 | External Walls | 2.5.5 | Subsidiary walls, balustrades and proprietary balconies | 2.5.5.3 | Combined balustrades and handrails: details to be stated.
2 | Super Structure | 2.5 | External Walls | 2.5.5 | Subsidiary walls, balustrades and proprietary balconies | 2.5.5.4 | Wall mounted handrails: details to be stated.
2 | Super Structure | 2.5 | External Walls | 2.5.5 | Subsidiary walls, balustrades and proprietary balconies | 2.5.5.5 | Parapet railings: details to be stated.
2 | Super Structure | 2.5 | External Walls | 2.5.5 | Subsidiary walls, balustrades and proprietary balconies | 2.5.5.6 | Proprietary bolt-on balconies: details to be stated.
2 | Super Structure | 2.5 | External Walls | 2.5.5 | Subsidiary walls, balustrades and proprietary balconies | 2.5.5.7 | Rainwater pipes: details to be stated.
2 | Super Structure | 2.5 | External Walls | 2.5.5 | Subsidiary walls, balustrades and proprietary balconies | 2.5.5.8 | Floor outlets: details to be stated.
2 | Super Structure | 2.5 | External Walls | 2.5.5 | Subsidiary walls, balustrades and proprietary balconies | 2.5.5.9 | Testing of rainwater drainage installation.
2 | Super Structure | 2.5 | External Walls | 2.5.5 | Subsidiary walls, balustrades and proprietary balconies | 2.5.5.10 | Commissioning of rainwater drainage installation.
2 | Super Structure | 2.5 | External Walls | 2.5.6 | Façade access/cleaning systems | 2.5.6.1 | Facade cleaning systems: details to be stated.
2 | Super Structure | 2.5 | External Walls | 2.5.6 | Façade access/cleaning systems | 2.5.6.2 | Testing of installations.
2 | Super Structure | 2.5 | External Walls | 2.5.6 | Façade access/cleaning systems | 2.5.6.3 | Commissioning of installations.
2 | Super Structure | 2.6 | Windows and external doors | 2.6.1 | External Windows | 2.6.1.1 | Windows: details, including overall size of opening (mm), to be stated.
2 | Super Structure | 2.6 | Windows and external doors | 2.6.1 | External Windows | 2.6.1.2 | Louvers: details, including overall size of opening (mm), to be stated.
2 | Super Structure | 2.6 | Windows and external doors | 2.6.1 | External Windows | 2.6.1.3 | Shop fronts: details, including overall size of opening (mm), to be stated.
2 | Super Structure | 2.6 | Windows and external doors | 2.6.1 | External Windows | 2.6.1.4 | Roller shutters, sliding shutters, grilles and the like to window openings: details, including overall size of opening (mm), to be stated.
2 | Super Structure | 2.6 | Windows and external doors | 2.6.2 | External Doors | 2.6.2.1 | External doors: details, including type, number of door leaves (nr), size of each door leaf (mm) and overall size of opening (mm), to be stated.
2 | Super Structure | 2.6 | Windows and external doors | 2.6.2 | External Doors | 2.6.2.2 | Revolving doors: details, including overall size of opening (mm), to be stated.
2 | Super Structure | 2.6 | Windows and external doors | 2.6.2 | External Doors | 2.6.2.3 | Shop front doors: details, including type, number of door leaves (nr), size of each door leaf (mm) and overall size of opening (mm), to be stated.
2 | Super Structure | 2.6 | Windows and external doors | 2.6.2 | External Doors | 2.6.2.4 | Roller shutters, sliding shutters and the like to external door openings: details, including overall size of opening (mm), to be stated.
2 | Super Structure | 2.6 | Windows and external doors | 2.6.2 | External Doors | 2.6.2.5 | Garage doors: details, including overall size of opening (mm), to be stated.
2 | Super Structure | 2.6 | Windows and external doors | 2.6.2 | External Doors | 2.6.2.6 | Canopies: details to be stated.
2 | Super Structure | 2.6 | Windows and external doors | 2.6.2 | External Doors | 2.6.2.7 | Grilles: details, including overall size of opening (mm), to be stated.
2 | Super Structure | 2.6 | Windows and external doors | 2.6.2 | External Doors | 2.6.2.8 | Architraves: details to be stated.
2 | Super Structure | 2.7 | Internal walls and partitions | 2.7.1 | Internal walls and partitions | 2.7.1.1 | Internal walls: details, including thickness, to be stated.
2 | Super Structure | 2.7 | Internal walls and partitions | 2.7.1 | Internal walls and partitions | 2.7.1.2 | Extra over internal walls for forming openings in walls for internal doors and the like: details, including overall size of opening (mm), to be stated.
2 | Super Structure | 2.7 | Internal walls and partitions | 2.7.1 | Internal walls and partitions | 2.7.1.3 | Fixed partitions: details, including thickness, to be stated.
2 | Super Structure | 2.7 | Internal walls and partitions | 2.7.1 | Internal walls and partitions | 2.7.1.4 | Extra over fixed partitions for forming openings in partitions for internal doors and the like: details, including overall size of opening (mm), to be stated.
2 | Super Structure | 2.7 | Internal walls and partitions | 2.7.2 | Balustrades and handrails | 2.7.2.1 | Combined balustrades and handrails: details to be stated.
2 | Super Structure | 2.7 | Internal walls and partitions | 2.7.3 | Moveable room dividers | 2.7.3.1 | Moveable room dividers and partitions: details, including height (in m), to be stated.
2 | Super Structure | 2.7 | Internal walls and partitions | 2.7.4 | Cubicles | 2.7.4.1 | Cubicles: details to be stated
2 | Super Structure | 2.7 | Internal walls and partitions | 2.7.4 | Cubicles | 2.7.4.2 | Fixed partitions: details, including thickness, to be stated.
2 | Super Structure | 2.8 | Internal doors | 2.8.1 | Internal doors | 2.8.1.1 | Internal doors: details, including type, number of door leaves (nr), size of each door leaf (mm), and overall size of opening (mm), to be stated.
2 | Super Structure | 2.8 | Internal doors | 2.8.1 | Internal doors | 2.8.1.2 | Fire resisting doors: details, including type, number of door leaves (nr), fire rating (hours), size of each door leaf (mm), and overall size of opening (mm), to be stated.
2 | Super Structure | 2.8 | Internal doors | 2.8.1 | Internal doors | 2.8.1.3 | Door sets: details, including type, number of door leaves (nr), size of each door leaf (mm), and overall size of opening (mm), to be stated.
2 | Super Structure | 2.8 | Internal doors | 2.8.1 | Internal doors | 2.8.1.4 | Composite door and sidelights/over panel units: details, including type, number of door leaves (nr), size of each door leaf (mm), and overall size of opening (mm), to be stated.
2 | Super Structure | 2.8 | Internal doors | 2.8.1 | Internal doors | 2.8.1.5 | Roller shutters, sliding shutters, grilles and the like: details, including overall size of opening (mm), to be stated.
2 | Super Structure | 2.8 | Internal doors | 2.8.1 | Internal doors | 2.8.1.6 | Architraves: details to be stated.
3 | Internal finishes | 3.1 | Wall finishes | 3.1.1 | Wall finishes | 3.1.1.1 | Finishes to walls and columns: details to be stated.
3 | Internal finishes | 3.1 | Wall finishes | 3.1.1 | Wall finishes | 3.1.1.2 | Picture rails, dado rails and the like: details to be stated.
3 | Internal finishes | 3.1 | Wall finishes | 3.1.1 | Wall finishes | 3.1.1.3 | Proprietary impact and bumper guards, protection strips, corner protectors and the like: details to be stated.
3 | Internal finishes | 3.2 | Floor finishes | 3.2.1 | Floor finishes | 3.2.1.1 | Finishes to floors: details to be stated.
3 | Internal finishes | 3.2 | Floor finishes | 3.2.1 | Floor finishes | 3.2.1.2 | Specialist flooring systems: details to be stated.
3 | Internal finishes | 3.2 | Floor finishes | 3.2.1 | Floor finishes | 3.2.1.3 | Skirting's and the like: details to be stated.
3 | Internal finishes | 3.2 | Floor finishes | 3.2.1 | Floor finishes | 3.2.1.4 | Mat wells and mats: details to be stated.
3 | Internal finishes | 3.2 | Floor finishes | 3.2.1 | Floor finishes | 3.2.1.5 | Finishes to swimming pool tanks, including tank linings: details to be stated.
3 | Internal finishes | 3.2 | Floor finishes | 3.2.1 | Floor finishes | 3.2.1.6 | Line markings: details to be stated.
3 | Internal finishes | 3.2 | Floor finishes | 3.2.1 | Floor finishes | 3.2.1.7 | Numeral and symbols: details to be stated.
3 | Internal finishes | 3.2 | Floor finishes | 3.2.2 | Raised access floors | 3.2.2.1 | Raised access floor systems: details to be stated.
3 | Internal finishes | 3.2 | Floor finishes | 3.2.2 | Raised access floors | 3.2.2.2 | Skirting's and the like: details to be stated.
3 | Internal finishes | 3.3 | Ceiling finishes | 3.3.1 | Finishes to ceilings | 3.3.1.1 | Finishes to ceilings; details to be stated
3 | Internal finishes | 3.3 | Ceiling finishes | 3.3.1 | Finishes to ceilings | 3.3.1.2 | Cornices, covings and the like: details to be stated.
3 | Internal finishes | 3.3 | Ceiling finishes | 3.3.2 | False ceilings | 3.3.2.1 | False ceilings: details to be stated.
3 | Internal finishes | 3.3 | Ceiling finishes | 3.3.2 | False ceilings | 3.3.2.2 | Cornices, covings and the like: details to be stated.
3 | Internal finishes | 3.3 | Ceiling finishes | 3.3.2 | False ceilings | 3.3.2.3 | Access hatches and the like: details to be stated.
3 | Internal finishes | 3.3 | Ceiling finishes | 3.3.3 | Demountable suspended ceilings | 3.3.3.1 | Demountable suspended ceilings: details to be stated.
3 | Internal finishes | 3.3 | Ceiling finishes | 3.3.3 | Demountable suspended ceilings | 3.3.3.2 | Shadow gaps and the like: details to be stated.
3 | Internal finishes | 3.3 | Ceiling finishes | 3.3.3 | Demountable suspended ceilings | 3.3.3.3 | Access hatches and the like: details to be stated.
4 | Fittings, furnishings and equipment | 4.1 | Fittings, furnishing and equipment | 4.1.1 | General fittings, furnishings and equipment | 4.1.1.1 | Fittings: details to be stated.
4 | Fittings, furnishings and equipment | 4.1 | Fittings, furnishing and equipment | 4.1.1 | General fittings, furnishings and equipment | 4.1.1.2 | Furnishings: details to be stated.
4 | Fittings, furnishings and equipment | 4.1 | Fittings, furnishing and equipment | 4.1.1 | General fittings, furnishings and equipment | 4.1.1.3 | Equipment: details to be stated.
4 | Fittings, furnishings and equipment | 4.1 | Fittings, furnishing and equipment | 4.1.2 | Domestic kitchen fittings and equipment | 4.1.2.1 | Kitchen units: details to be stated.
4 | Fittings, furnishings and equipment | 4.1 | Fittings, furnishing and equipment | 4.1.2 | Domestic kitchen fittings and equipment | 4.1.2.2 | Kitchen appliances: details to be stated.
4 | Fittings, furnishings and equipment | 4.1 | Fittings, furnishing and equipment | 4.1.2 | Domestic kitchen fittings and equipment | 4.1.2.3 | Waste bins, towel rails, storage racks and other accessories: details to be stated.
4 | Fittings, furnishings and equipment | 4.1 | Fittings, furnishing and equipment | 4.1.3 | Special purpose fittings, furnishings and equipment | 4.1.3.1 | Fittings: details to be stated.
4 | Fittings, furnishings and equipment | 4.1 | Fittings, furnishing and equipment | 4.1.3 | Special purpose fittings, furnishings and equipment | 4.1.3.2 | Furnishings: details to be stated.
4 | Fittings, furnishings and equipment | 4.1 | Fittings, furnishing and equipment | 4.1.3 | Special purpose fittings, furnishings and equipment | 4.1.3.3 | Equipment: details to be stated.
4 | Fittings, furnishings and equipment | 4.1 | Fittings, furnishing and equipment | 4.1.4 | Signs/notices | 4.1.4.1 | Component details to be stated
4 | Fittings, furnishings and equipment | 4.1 | Fittings, furnishing and equipment | 4.1.5 | Works of art | 4.1.5.1 | Objects d’art and other ornamental features: details to be stated.
4 | Fittings, furnishings and equipment | 4.1 | Fittings, furnishing and equipment | 4.1.5 | Works of art | 4.1.5.2 | Decorative features and panels: details to be stated.
4 | Fittings, furnishings and equipment | 4.1 | Fittings, furnishing and equipment | 4.1.6 | Non-mechanical and non-electrical equipment | 4.1.6.1 | Equipment: details to be stated.
4 | Fittings, furnishings and equipment | 4.1 | Fittings, furnishing and equipment | 4.1.6 | Non-mechanical and non-electrical equipment | 4.1.6.2 | Removable ladders and the like: details to be stated.
4 | Fittings, furnishings and equipment | 4.1 | Fittings, furnishing and equipment | 4.1.7 | Internal planting | 4.1.7.1 | Plant and shrub beds: details to be stated.
4 | Fittings, furnishings and equipment | 4.1 | Fittings, furnishing and equipment | 4.1.7 | Internal planting | 4.1.7.2 | Plant containers: details to be stated.
4 | Fittings, furnishings and equipment | 4.1 | Fittings, furnishing and equipment | 4.1.7 | Internal planting | 4.1.7.3 | Trees: details to be stated.
4 | Fittings, furnishings and equipment | 4.1 | Fittings, furnishing and equipment | 4.1.7 | Internal planting | 4.1.7.4 | Tree planters: details to be stated.
4 | Fittings, furnishings and equipment | 4.1 | Fittings, furnishing and equipment | 4.1.8 | Bird and vermin control | 4.1.8.1 | Wires, nets, traps and the like: details to be stated.
4 | Fittings, furnishings and equipment | 4.1 | Fittings, furnishing and equipment | 4.1.8 | Bird and vermin control | 4.1.8.2 | Electronic and sonic system: details to be stated.
4 | Fittings, furnishings and equipment | 4.1 | Fittings, furnishing and equipment | 4.1.8 | Bird and vermin control | 4.1.8.3 | Bird repellent coatings: details to be stated.
5 | Services | 5.1 | Sanitary installations | 5.1.1 | Sanitary appliances | 5.1.1.1 | Sanitary appliance: details to be stated.
5 | Services | 5.1 | Sanitary installations | 5.1.1 | Sanitary appliances | 5.1.1.2 | Testing of installations.
5 | Services | 5.1 | Sanitary installations | 5.1.1 | Sanitary appliances | 5.1.1.3 | Commissioning of installations.
5 | Services | 5.1 | Sanitary installations | 5.1.2 | Sanitary ancillaries | 5.1.2.1 | Fittings: details to be stated.
5 | Services | 5.2 | Services equipment | 5.2.1 | Services equipment | 5.2.1.1 | Service equipment; details to be stated
5 | Services | 5.2 | Services equipment | 5.2.1 | Services equipment | 5.2.1.2 | Testing of installations.
5 | Services | 5.2 | Services equipment | 5.2.1 | Services equipment | 5.2.1.3 | Commissioning of installations.
5 | Services | 5.3 | Disposal installations | 5.3.1 | Foul drainage above ground | 5.3.1.1 | Drainage to sanitary appliance: details to be stated.
5 | Services | 5.3 | Disposal installations | 5.3.1 | Foul drainage above ground | 5.3.1.2 | Drainage to services equipment: details to be stated.
5 | Services | 5.3 | Disposal installations | 5.3.1 | Foul drainage above ground | 5.3.1.3 | Testing of installations.
5 | Services | 5.3 | Disposal installations | 5.3.1 | Foul drainage above ground | 5.3.1.4 | Commissioning of installations.
5 | Services | 5.3 | Disposal installations | 5.3.2 | Chemical, toxic and industrial liquid waste drainage | 5.3.2.1 | Drainage to appliance or equipment: details to be stated.
5 | Services | 5.3 | Disposal installations | 5.3.2 | Chemical, toxic and industrial liquid waste drainage | 5.3.2.2 | Testing of installations.
5 | Services | 5.3 | Disposal installations | 5.3.2 | Chemical, toxic and industrial liquid waste drainage | 5.3.2.3 | Commissioning of installations.
5 | Services | 5.3 | Disposal installations | 5.3.3 | Refuse disposal | 5.3.3.1 | Refuse disposal installation: details to be stated.
5 | Services | 5.3 | Disposal installations | 5.3.3 | Refuse disposal | 5.3.3.2 | Testing of installations.
5 | Services | 5.3 | Disposal installations | 5.3.3 | Refuse disposal | 5.3.3.3 | Commissioning of installations.
5 | Services | 5.4 | Water installations | 5.4.1 | Mains water supply | 5.4.1.1 | Mains water supply: details, including the number of draw-off points (nr), to be stated.
5 | Services | 5.4 | Water installations | 5.4.1 | Mains water supply | 5.4.1.2 | Testing of installations.
5 | Services | 5.4 | Water installations | 5.4.1 | Mains water supply | 5.4.1.3 | Commissioning of installations.
5 | Services | 5.4 | Water installations | 5.4.2 | Cold water distribution | 5.4.2.1 | Cold water distribution: details, including the number of draw-off points (nr), to be stated.
5 | Services | 5.4 | Water installations | 5.4.2 | Cold water distribution | 5.4.2.2 | Storage tanks: details, including type, material and capacity, to be stated.
5 | Services | 5.4 | Water installations | 5.4.2 | Cold water distribution | 5.4.2.3 | Rainwater harvesting systems: details to be stated.
5 | Services | 5.4 | Water installations | 5.4.2 | Cold water distribution | 5.4.2.4 | Testing of installations.
5 | Services | 5.4 | Water installations | 5.4.2 | Cold water distribution | 5.4.2.5 | Commissioning of installations.
5 | Services | 5.4 | Water installations | 5.4.3 | Hot water distribution | 5.4.3.1 | Hot water distribution: details, including the number of draw-off points (nr), to be stated.
5 | Services | 5.4 | Water installations | 5.4.3 | Hot water distribution | 5.4.3.2 | Testing of installations.
5 | Services | 5.4 | Water installations | 5.4.3 | Hot water distribution | 5.4.3.3 | Commissioning of installations.
5 | Services | 5.4 | Water installations | 5.4.4 | Local hot water distribution | 5.4.4.1 | Water heaters; details to be stated
5 | Services | 5.4 | Water installations | 5.4.4 | Local hot water distribution | 5.4.4.2 | Testing of installations.
5 | Services | 5.4 | Water installations | 5.4.4 | Local hot water distribution | 5.4.4.3 | Commissioning of installations.
5 | Services | 5.4 | Water installations | 5.4.5 | Steam and condensate distribution | 5.4.4.1 | Steam and condensate distribution: details, including number of draw-off points (nr), to be stated.
5 | Services | 5.4 | Water installations | 5.4.5 | Steam and condensate distribution | 5.4.4.2 | Testing of installations.
5 | Services | 5.4 | Water installations | 5.4.5 | Steam and condensate distribution | 5.4.4.3 | Commissioning of installations.
5 | Services | 5.5 | Heat source | 5.5.1 | Heat source | 5.5.1.1 | Heat source (nr): details, including output of heat source (kW), to be stated.
5 | Services | 5.5 | Heat source | 5.5.1 | Heat source | 5.5.1.2 | Testing of installations.
5 | Services | 5.5 | Heat source | 5.5.1 | Heat source | 5.5.1.3 | Commissioning of installations.
5 | Services | 5.6 | Space heating and air conditioning | 5.6.1 | Central heating | 5.6.1.1 | Central heating systems: details to be stated.
5 | Services | 5.6 | Space heating and air conditioning | 5.6.1 | Central heating | 5.6.1.2 | Testing of installations.
5 | Services | 5.6 | Space heating and air conditioning | 5.6.1 | Central heating | 5.6.1.3 | Commissioning of installations.
5 | Services | 5.6 | Space heating and air conditioning | 5.6.2 | Local Heating | 5.6.2.1 | Heaters: details to be stated.
5 | Services | 5.6 | Space heating and air conditioning | 5.6.2 | Local Heating | 5.6.2.2 | Testing of installations.
5 | Services | 5.6 | Space heating and air conditioning | 5.6.2 | Local Heating | 5.6.2.3 | Commissioning of installations.
5 | Services | 5.6 | Space heating and air conditioning | 5.6.3 | Central cooling | 5.6.3.1 | Central cooling systems: details to be stated.
5 | Services | 5.6 | Space heating and air conditioning | 5.6.3 | Central cooling | 5.6.3.2 | Testing of installations.
5 | Services | 5.6 | Space heating and air conditioning | 5.6.3 | Central cooling | 5.6.3.3 | Commissioning of installations.
5 | Services | 5.6 | Space heating and air conditioning | 5.6.4 | Local cooling | 5.6.4.1 | Cooling units: details to be stated.
5 | Services | 5.6 | Space heating and air conditioning | 5.6.4 | Local cooling | 5.6.4.2 | Testing of installations.
5 | Services | 5.6 | Space heating and air conditioning | 5.6.4 | Local cooling | 5.6.4.3 | Commissioning of installations.
5 | Services | 5.6 | Space heating and air conditioning | 5.6.5 | Central heating and cooling | 5.6.5.1 | Combined central heating and cooling systems: details to be stated.
5 | Services | 5.6 | Space heating and air conditioning | 5.6.5 | Central heating and cooling | 5.6.5.2 | Testing of installations.
5 | Services | 5.6 | Space heating and air conditioning | 5.6.5 | Central heating and cooling | 5.6.5.3 | Commissioning of installations.
5 | Services | 5.6 | Space heating and air conditioning | 5.6.6 | Local heating and cooling | 5.6.6.1 | Local heating and cooling units: details to be stated.
5 | Services | 5.6 | Space heating and air conditioning | 5.6.6 | Local heating and cooling | 5.6.6.2 | Testing of installations.
5 | Services | 5.6 | Space heating and air conditioning | 5.6.6 | Local heating and cooling | 5.6.6.3 | Commissioning of installations.
5 | Services | 5.6 | Space heating and air conditioning | 5.6.7 | Central air conditioning | 5.6.7.1 | Central air conditioning system: details to be stated.
5 | Services | 5.6 | Space heating and air conditioning | 5.6.7 | Central air conditioning | 5.6.7.2 | Testing of installations.
5 | Services | 5.6 | Space heating and air conditioning | 5.6.7 | Central air conditioning | 5.6.7.3 | Commissioning of installations.
5 | Services | 5.6 | Space heating and air conditioning | 5.6.8 | Local air conditioning | 5.6.8.1 | Self-contained air conditioning units: details to be stated.
5 | Services | 5.6 | Space heating and air conditioning | 5.6.8 | Local air conditioning | 5.6.8.2 | Other local air conditioning systems: details to be stated.
5 | Services | 5.6 | Space heating and air conditioning | 5.6.8 | Local air conditioning | 5.6.8.3 | Testing of installations.
5 | Services | 5.6 | Space heating and air conditioning | 5.6.8 | Local air conditioning | 5.6.8.4 | Commissioning of installations.
5 | Services | 5.7 | Ventilation | 5.7.1 | Central ventilation | 5.7.1.1 | Central ventilation systems: details to be stated.
5 | Services | 5.7 | Ventilation | 5.7.1 | Central ventilation | 5.7.1.2 | Testing of installations.
5 | Services | 5.7 | Ventilation | 5.7.1 | Central ventilation | 5.7.1.3 | Commissioning of installations.
5 | Services | 5.7 | Ventilation | 5.7.2 | Local and special ventilation | 5.7.2.1 | Toilet/ bathroom ventilation units: details to be stated.
5 | Services | 5.7 | Ventilation | 5.7.2 | Local and special ventilation | 5.7.2.2 | Kitchen ventilation units: details to be stated.
5 | Services | 5.7 | Ventilation | 5.7.2 | Local and special ventilation | 5.7.2.3 | Safety cabinet and fume cupboard extracts: details to be stated.
5 | Services | 5.7 | Ventilation | 5.7.2 | Local and special ventilation | 5.7.2.4 | Safety cabinet and fume cupboard extracts: details to be stated.
5 | Services | 5.7 | Ventilation | 5.7.2 | Local and special ventilation | 5.7.2.5 | Dust collection units: details to be stated.
5 | Services | 5.7 | Ventilation | 5.7.2 | Local and special ventilation | 5.7.2.6 | Anaesthetic gas extracts: details to be stated.
5 | Services | 5.7 | Ventilation | 5.7.2 | Local and special ventilation | 5.7.2.7 | Anaesthetic gas extracts: details to be stated.
5 | Services | 5.7 | Ventilation | 5.7.2 | Local and special ventilation | 5.7.2.8 | Unit extract fans: details to be stated.
5 | Services | 5.7 | Ventilation | 5.7.2 | Local and special ventilation | 5.7.2.9 | Rotating ventilators: details to be stated.
5 | Services | 5.7 | Ventilation | 5.7.2 | Local and special ventilation | 5.7.2.10 | Roof mounted ventilation units: details to be stated.
5 | Services | 5.7 | Ventilation | 5.7.2 | Local and special ventilation | 5.7.2.11 | Car parking ventilation: details to be stated.
5 | Services | 5.7 | Ventilation | 5.7.2 | Local and special ventilation | 5.7.2.12 | Other local and special ventilation systems: details to be stated.
5 | Services | 5.7 | Ventilation | 5.7.2 | Local and special ventilation | 5.7.2.13 | Testing of installations.
5 | Services | 5.7 | Ventilation | 5.7.2 | Local and special ventilation | 5.7.2.14 | Commissioning of installations.
5 | Services | 5.7 | Ventilation | 5.7.3 | Smoke extract/control | 5.7.3.1 | Smoke extract/control systems: details to be stated.
5 | Services | 5.7 | Ventilation | 5.7.3 | Smoke extract/control | 5.7.3.2 | Testing of installations.
5 | Services | 5.7 | Ventilation | 5.7.3 | Smoke extract/control | 5.7.3.3 | Commissioning of installations.
5 | Services | 5.8 | Electrical Installations | 5.8.1 | Electrical mains and sub-mains distribution | 5.8.1.1 | Electrical mains and sub-mains distribution; details to be stated
5 | Services | 5.8 | Electrical Installations | 5.8.1 | Electrical mains and sub-mains distribution | 5.8.1.2 | Testing of installations.
5 | Services | 5.8 | Electrical Installations | 5.8.1 | Electrical mains and sub-mains distribution | 5.8.1.3 | Commissioning of installations.
5 | Services | 5.8 | Electrical Installations | 5.8.2 | Power installations | 5.8.2.1 | Power installation; details to be stated
5 | Services | 5.8 | Electrical Installations | 5.8.2 | Power installations | 5.8.2.2 | Testing of installations.
5 | Services | 5.8 | Electrical Installations | 5.8.2 | Power installations | 5.8.2.3 | Commissioning of installations.
5 | Services | 5.8 | Electrical Installations | 5.8.3 | Lighting installations | 5.8.3.1 | Lighting installations; details to be stated
5 | Services | 5.8 | Electrical Installations | 5.8.3 | Lighting installations | 5.8.3.2 | Testing of installations.
5 | Services | 5.8 | Electrical Installations | 5.8.3 | Lighting installations | 5.8.3.3 | Commissioning of installations.
5 | Services | 5.8 | Electrical Installations | 5.8.4 | Specialist Lighting Installations | 5.8.4.1 | Specialist lighting installation: details to be stated.
5 | Services | 5.8 | Electrical Installations | 5.8.4 | Specialist Lighting Installations | 5.8.4.2 | Testing of installations.
5 | Services | 5.8 | Electrical Installations | 5.8.4 | Specialist Lighting Installations | 5.8.4.3 | Commissioning of installations.
5 | Services | 5.8 | Electrical Installations | 5.8.5 | Local electricity generation systems | 5.8.5.1 | Electricity generation systems: details to be stated.
5 | Services | 5.8 | Electrical Installations | 5.8.5 | Local electricity generation systems | 5.8.5.2 | Testing of installations.
5 | Services | 5.8 | Electrical Installations | 5.8.5 | Local electricity generation systems | 5.8.5.3 | Commissioning of installations.
5 | Services | 5.8 | Electrical Installations | 5.8.5 | Local electricity generation systems | 5.8.5.4 | Wind turbines: details, including output (kW), to be stated.
5 | Services | 5.8 | Electrical Installations | 5.8.5 | Local electricity generation systems | 5.8.5.5 | Photovoltaic devices: details, including surface area of units (m2) and output (kW), to be stated.
5 | Services | 5.8 | Electrical Installations | 5.8.5 | Local electricity generation systems | 5.8.5.6 | Other transformation devices: details, including output (kW), to be stated.
5 | Services | 5.8 | Electrical Installations | 5.8.5 | Local electricity generation systems | 5.8.5.7 | Testing of installations.
5 | Services | 5.8 | Electrical Installations | 5.8.5 | Local electricity generation systems | 5.8.5.8 | Commissioning of installations.
5 | Services | 5.8 | Electrical Installations | 5.8.6 | Earthing and bonding systems | 5.8.6.1 | Earthing and bonding systems: details to be stated.
5 | Services | 5.8 | Electrical Installations | 5.8.6 | Earthing and bonding systems | 5.8.6.2 | Testing of installations.
5 | Services | 5.8 | Electrical Installations | 5.8.6 | Earthing and bonding systems | 5.8.6.3 | Commissioning of installations.
5 | Services | 5.9 | Fuel Installations | 5.9.1 | Fuel storage | 5.9.1.1 | Fuel storage: details to be stated.
5 | Services | 5.9 | Fuel Installations | 5.9.1 | Fuel storage | 5.9.1.2 | Testing of installations.
5 | Services | 5.9 | Fuel Installations | 5.9.1 | Fuel storage | 5.9.1.3 | Commissioning of installations.
5 | Services | 5.9 | Fuel Installations | 5.9.2 | Fuel distribution systems | 5.9.2.1 | Piped distribution systems: details to be stated.
5 | Services | 5.9 | Fuel Installations | 5.9.2 | Fuel distribution systems | 5.9.2.2 | Testing of installations.
5 | Services | 5.9 | Fuel Installations | 5.9.2 | Fuel distribution systems | 5.9.2.3 | Commissioning of installations.
5 | Services | 5.10 | Lift and conveyor installations | 5.10.1 | Lifts and enclosed hoists | 5.10.1.1 | Passenger lifts: details, including capacity (i.e. number of persons), speed (in m/sec), number of doors (nr), door heights and number of levels serviced (nr), to be stated.
5 | Services | 5.10 | Lift and conveyor installations | 5.10.1 | Lifts and enclosed hoists | 5.10.1.2 | Wall climbing lifts: details, including capacity (in kg), number of persons, speed (in m/sec) and number of levels serviced (nr), to be stated.
5 | Services | 5.10 | Lift and conveyor installations | 5.10.1 | Lifts and enclosed hoists | 5.10.1.3 | Goods lifts: details, including capacity (in kg), number of doors, door heights and number of levels serviced (nr), to be stated.
5 | Services | 5.10 | Lift and conveyor installations | 5.10.1 | Lifts and enclosed hoists | 5.10.1.4 | Testing of installations.
5 | Services | 5.10 | Lift and conveyor installations | 5.10.1 | Lifts and enclosed hoists | 5.10.1.5 | Commissioning of installations.
5 | Services | 5.10 | Lift and conveyor installations | 5.10.1 | Lifts and enclosed hoists | 5.10.1.6 | Enclosed hoists: details, including capacity (in kg) and number of levels (nr) serviced, to be stated.
5 | Services | 5.10 | Lift and conveyor installations | 5.10.1 | Lifts and enclosed hoists | 5.10.1.7 | Testing of installations.
5 | Services | 5.10 | Lift and conveyor installations | 5.10.1 | Lifts and enclosed hoists | 5.10.1.8 | Commissioning of installations.
5 | Services | 5.10 | Lift and conveyor installations | 5.10.2 | Escalators | 5.10.2.1 | Escalators: details, including, number of flights served (nr), angle of rise (in degrees), rise (m) and step width (mm), to be stated.
5 | Services | 5.10 | Lift and conveyor installations | 5.10.2 | Escalators | 5.10.2.2 | Testing of installations.
5 | Services | 5.10 | Lift and conveyor installations | 5.10.2 | Escalators | 5.10.2.3 | Commissioning of installations.
5 | Services | 5.10 | Lift and conveyor installations | 5.10.3 | Moving pavements | 5.10.3.1 | Moving pavements: details, including, length (m) and width (mm), to be stated.
5 | Services | 5.10 | Lift and conveyor installations | 5.10.3 | Moving pavements | 5.10.3.2 | Testing of installations.
5 | Services | 5.10 | Lift and conveyor installations | 5.10.3 | Moving pavements | 5.10.3.3 | Commissioning of installations.
5 | Services | 5.10 | Lift and conveyor installations | 5.10.4 | Powered stairlifts | 5.10.4.1 | Powered stairlifts: details to be stated.
5 | Services | 5.10 | Lift and conveyor installations | 5.10.4 | Powered stairlifts | 5.10.4.2 | Testing of installations.
5 | Services | 5.10 | Lift and conveyor installations | 5.10.4 | Powered stairlifts | 5.10.4.3 | Commissioning of installations.
5 | Services | 5.10 | Lift and conveyor installations | 5.10.5 | Conveyors | 5.10.5.1 | People conveyors: details, including, length (m) and width (mm), to be stated.
5 | Services | 5.10 | Lift and conveyor installations | 5.10.5 | Conveyors | 5.10.5.2 | Goods conveyors: details, including, length (m) and width (mm), to be stated.
5 | Services | 5.10 | Lift and conveyor installations | 5.10.5 | Conveyors | 5.10.5.3 | Testing of installations.
5 | Services | 5.10 | Lift and conveyor installations | 5.10.5 | Conveyors | 5.10.5.4 | Commissioning of installations.
5 | Services | 5.10 | Lift and conveyor installations | 5.10.6 | Dock levellers and scissor lifts | 5.10.6.1 | Dock levellers and scissor lifts: details, including total rise (m), to be stated.
5 | Services | 5.10 | Lift and conveyor installations | 5.10.6 | Dock levellers and scissor lifts | 5.10.6.2 | Scissor lifts: details, including total rise (m), to be stated.
5 | Services | 5.10 | Lift and conveyor installations | 5.10.6 | Dock levellers and scissor lifts | 5.10.6.3 | Testing of installations.
5 | Services | 5.10 | Lift and conveyor installations | 5.10.6 | Dock levellers and scissor lifts | 5.10.6.4 | Commissioning of installations.
5 | Services | 5.10 | Lift and conveyor installations | 5.10.7 | Cranes and unenclosed hoists | 5.10.7.1 | Cranes: details including design load (kN) and total rise (m), to be stated.
5 | Services | 5.10 | Lift and conveyor installations | 5.10.7 | Cranes and unenclosed hoists | 5.10.7.2 | Travelling cranes: details, including design load (kN), to be stated.
5 | Services | 5.10 | Lift and conveyor installations | 5.10.7 | Cranes and unenclosed hoists | 5.10.7.3 | Unenclosed hoists: details, including total rise (m), to be stated.
5 | Services | 5.10 | Lift and conveyor installations | 5.10.7 | Cranes and unenclosed hoists | 5.10.7.4 | Testing of installations.
5 | Services | 5.10 | Lift and conveyor installations | 5.10.7 | Cranes and unenclosed hoists | 5.10.7.5 | Commissioning of installations.
5 | Services | 5.10 | Lift and conveyor installations | 5.10.8 | Car lifts, car stacking systems, turntables and the like | 5.10.8.1 | Car lifts: details, including number of floors served (nr), to be stated.
5 | Services | 5.10 | Lift and conveyor installations | 5.10.8 | Car lifts, car stacking systems, turntables and the like | 5.10.8.2 | Car stacking systems: details, including capacity (i.e. number of cars – nr), to be stated.
5 | Services | 5.10 | Lift and conveyor installations | 5.10.8 | Car lifts, car stacking systems, turntables and the like | 5.10.8.3 | Vehicle turntables: details to be stated.
5 | Services | 5.10 | Lift and conveyor installations | 5.10.8 | Car lifts, car stacking systems, turntables and the like | 5.10.8.4 | Testing of installations.
5 | Services | 5.10 | Lift and conveyor installations | 5.10.8 | Car lifts, car stacking systems, turntables and the like | 5.10.8.5 | Commissioning of installations.
5 | Services | 5.10 | Lift and conveyor installations | 5.10.9 | Document handling systems | 5.10.9.1 | Document handling/delivery systems: details to be stated.
5 | Services | 5.10 | Lift and conveyor installations | 5.10.9 | Document handling systems | 5.10.9.2 | Warehouse picking systems: details to be stated.
5 | Services | 5.10 | Lift and conveyor installations | 5.10.9 | Document handling systems | 5.10.9.3 | Other systems: details to be stated.
5 | Services | 5.10 | Lift and conveyor installations | 5.10.9 | Document handling systems | 5.10.9.4 | Testing of installations.
5 | Services | 5.10 | Lift and conveyor installations | 5.10.9 | Document handling systems | 5.10.9.5 | Commissioning of installations.
5 | Services | 5.10 | Lift and conveyor installations | 5.10.10 | Other lift and conveyor installations | 5.10.10.1 | Other lift and conveyor installations: details to be stated.
5 | Services | 5.10 | Lift and conveyor installations | 5.10.10 | Other lift and conveyor installations | 5.10.10.2 | Testing of installations.
5 | Services | 5.10 | Lift and conveyor installations | 5.10.10 | Other lift and conveyor installations | 5.10.10.3 | Commissioning of installations.
5 | Services | 5.11 | Fire and lightning protection | 5.11.1 | Fire fighting systems | 5.11.1.1 | Fire hose reels: details of each type of system to be stated.
5 | Services | 5.11 | Fire and lightning protection | 5.11.1 | Fire fighting systems | 5.11.1.2 | Dry risers: details to be stated.
5 | Services | 5.11 | Fire and lightning protection | 5.11.1 | Fire fighting systems | 5.11.1.3 | Wet risers: details to be stated.
5 | Services | 5.11 | Fire and lightning protection | 5.11.1 | Fire fighting systems | 5.11.1.4 | Fire and smoke protection curtains: details of each type of system to be stated.
5 | Services | 5.11 | Fire and lightning protection | 5.11.1 | Fire fighting systems | 5.11.1.5 | Other fire fighting systems: details of each type of system to be stated.
5 | Services | 5.11 | Fire and lightning protection | 5.11.1 | Fire fighting systems | 5.11.1.6 | Testing of installations.
5 | Services | 5.11 | Fire and lightning protection | 5.11.1 | Fire fighting systems | 5.11.1.7 | Commissioning of installations.
5 | Services | 5.11 | Fire and lightning protection | 5.11.2 | Fire suppression systems | 5.11.2.1 | Sprinklers: details of each type of system to be stated.
5 | Services | 5.11 | Fire and lightning protection | 5.11.2 | Fire suppression systems | 5.11.2.2 | Deluge systems: details of each type of system to be stated.
5 | Services | 5.11 | Fire and lightning protection | 5.11.2 | Fire suppression systems | 5.11.2.3 | Gas fire fighting systems: details of each type of system to be stated
5 | Services | 5.11 | Fire and lightning protection | 5.11.2 | Fire suppression systems | 5.11.2.4 | Foam fire fighting systems: details of each type of system to be stated.
5 | Services | 5.11 | Fire and lightning protection | 5.11.2 | Fire suppression systems | 5.11.2.5 | Other fire suppression systems: details of each type of system to be stated.
5 | Services | 5.11 | Fire and lightning protection | 5.11.2 | Fire suppression systems | 5.11.2.6 | Testing of installations.
5 | Services | 5.11 | Fire and lightning protection | 5.11.2 | Fire suppression systems | 5.11.2.7 | Commissioning of installations.
5 | Services | 5.11 | Fire and lightning protection | 5.11.3 | Lightning protection | 5.11.3.1 | Lightning protection installations (m2): details of each type of system to be stated.
5 | Services | 5.11 | Fire and lightning protection | 5.11.3 | Lightning protection | 5.11.3.2 | Testing of installations.
5 | Services | 5.11 | Fire and lightning protection | 5.11.3 | Lightning protection | 5.11.3.3 | Commissioning of installations.
5 | Services | 5.12 | Communication, security and control | 5.12.1 | Communication systems | 5.12.1.1 | Telecommunication systems: details of each type of system to be stated.
5 | Services | 5.12 | Communication, security and control | 5.12.1 | Communication systems | 5.12.1.2 | Data transmission systems: details of each type of system to be stated.
5 | Services | 5.12 | Communication, security and control | 5.12.1 | Communication systems | 5.12.1.3 | Paging and emergency call systems: details of each type of system to be stated.
5 | Services | 5.12 | Communication, security and control | 5.12.1 | Communication systems | 5.12.1.4 | Public address and conference audio systems: details of each type of system to be stated.
5 | Services | 5.12 | Communication, security and control | 5.12.1 | Communication systems | 5.12.1.5 | Radio systems: details of each type of system to be stated.
5 | Services | 5.12 | Communication, security and control | 5.12.1 | Communication systems | 5.12.1.6 | Projection systems: details of each type of system to be stated.
5 | Services | 5.12 | Communication, security and control | 5.12.1 | Communication systems | 5.12.1.7 | Fire detection and alarm systems: details of each type of system to be stated.
5 | Services | 5.12 | Communication, security and control | 5.12.1 | Communication systems | 5.12.1.8 | Smoke detection and alarm systems: details of each type of system to be stated.
5 | Services | 5.12 | Communication, security and control | 5.12.1 | Communication systems | 5.12.1.9 | Liquid detection systems: details of each type of system to be stated.
5 | Services | 5.12 | Communication, security and control | 5.12.1 | Communication systems | 5.12.1.10 | Clocks, card clocks, flexitime installations: details of each type of system to be stated.
5 | Services | 5.12 | Communication, security and control | 5.12.1 | Communication systems | 5.12.1.11 | Door entry systems: details of each type of system to be stated.
5 | Services | 5.12 | Communication, security and control | 5.12.1 | Communication systems | 5.12.1.12 | Radio and televisions: details of each type of system to be stated.
5 | Services | 5.12 | Communication, security and control | 5.12.1 | Communication systems | 5.12.1.13 | Television systems: details of each type of system to be stated.
5 | Services | 5.12 | Communication, security and control | 5.12.1 | Communication systems | 5.12.1.14 | TV monitors: details of each type of system to be stated.
5 | Services | 5.12 | Communication, security and control | 5.12.1 | Communication systems | 5.12.1.15 | Pneumatic message systems: details of each type of system to be stated.
5 | Services | 5.12 | Communication, security and control | 5.12.1 | Communication systems | 5.12.1.16 | Other communication systems: details of each type of system to be stated.
5 | Services | 5.12 | Communication, security and control | 5.12.1 | Communication systems | 5.12.1.17 | Testing of installations.
5 | Services | 5.12 | Communication, security and control | 5.12.1 | Communication systems | 5.12.1.18 | Commissioning of installations.
5 | Services | 5.12 | Communication, security and control | 5.12.2 | Security systems | 5.12.2.1 | Surveillance equipment: details of each type of system to be stated.
5 | Services | 5.12 | Communication, security and control | 5.12.2 | Security systems | 5.12.2.2 | Security detection equipment: details of each type of system to be stated.
5 | Services | 5.12 | Communication, security and control | 5.12.2 | Security systems | 5.12.2.3 | Security alarm equipment: details of each type of system to be stated.
5 | Services | 5.12 | Communication, security and control | 5.12.2 | Security systems | 5.12.2.4 | Access control systems: details of each type of system to be stated.
5 | Services | 5.12 | Communication, security and control | 5.12.2 | Security systems | 5.12.2.5 | Burglar and security alarms: details of each type of system to be stated.
5 | Services | 5.12 | Communication, security and control | 5.12.2 | Security systems | 5.12.2.6 | Door entry systems: details of each type of system to be stated.
5 | Services | 5.12 | Communication, security and control | 5.12.2 | Security systems | 5.12.2.7 | Security lights and lighting systems: details of each type of system to be stated.
5 | Services | 5.12 | Communication, security and control | 5.12.2 | Security systems | 5.12.2.8 | Other security systems: details of each type of system to be stated.
5 | Services | 5.12 | Communication, security and control | 5.12.2 | Security systems | 5.12.2.9 | Testing of installations.
5 | Services | 5.12 | Communication, security and control | 5.12.2 | Security systems | 5.12.2.10 | Commissioning of installations.
5 | Services | 5.12 | Communication, security and control | 5.12.3 | Central control/building management systems | 5.12.3.1 | Central control/building management systems: details of each type of system to be stated.
5 | Services | 5.12 | Communication, security and control | 5.12.3 | Central control/building management systems | 5.12.3.2 | Computer aided facilities manage system: details of each type of system to be stated.
5 | Services | 5.12 | Communication, security and control | 5.12.3 | Central control/building management systems | 5.12.3.3 | Testing of installations.
5 | Services | 5.12 | Communication, security and control | 5.12.3 | Central control/building management systems | 5.12.3.4 | Commissioning of installations.
5 | Services | 5.13 | Specialist installations | 5.13.1 | Specialist piped supply installations | 5.13.1.1 | Medical and laboratory gas supply systems: details of each type of system to be stated.
5 | Services | 5.13 | Specialist installations | 5.13.1 | Specialist piped supply installations | 5.13.1.2 | Centralised vacuum cleaning systems: details of each type of system to be stated.
5 | Services | 5.13 | Specialist installations | 5.13.1 | Specialist piped supply installations | 5.13.1.3 | Treated water systems: details of each type of system to be stated.
5 | Services | 5.13 | Specialist installations | 5.13.1 | Specialist piped supply installations | 5.13.1.4 | Swimming pool water treatment systems: details of each type of system to be stated.
5 | Services | 5.13 | Specialist installations | 5.13.1 | Specialist piped supply installations | 5.13.1.5 | Compressed air systems: details of each type of system to be stated.
5 | Services | 5.13 | Specialist installations | 5.13.1 | Specialist piped supply installations | 5.13.1.6 | Vacuum installations: details of each type of system to be stated.
5 | Services | 5.13 | Specialist installations | 5.13.1 | Specialist piped supply installations | 5.13.1.7 | Other specialist piped supply systems: details of each type of system to be stated.
5 | Services | 5.13 | Specialist installations | 5.13.1 | Specialist piped supply installations | 5.13.1.8 | Testing of installations.
5 | Services | 5.13 | Specialist installations | 5.13.1 | Specialist piped supply installations | 5.13.1.9 | Commissioning of installations.
5 | Services | 5.13 | Specialist installations | 5.13.2 | Specialist refrigeration systems | 5.13.2.1 | Cold rooms: details of each type of system to be stated.
5 | Services | 5.13 | Specialist installations | 5.13.2 | Specialist refrigeration systems | 5.13.2.2 | Ice pads: details to be stated.
5 | Services | 5.13 | Specialist installations | 5.13.2 | Specialist refrigeration systems | 5.13.2.3 | Other specialist refrigeration systems: details of each type of system to be stated.
5 | Services | 5.13 | Specialist installations | 5.13.2 | Specialist refrigeration systems | 5.13.2.4 | Testing of installations.
5 | Services | 5.13 | Specialist installations | 5.13.2 | Specialist refrigeration systems | 5.13.2.5 | Commissioning of installations.
5 | Services | 5.13 | Specialist installations | 5.13.3 | Specialist mechanical installations | 5.13.3.1 | Other specialist installations: details of each type of system to be stated.
5 | Services | 5.13 | Specialist installations | 5.13.3 | Specialist mechanical installations | 5.13.3.2 | Testing of installations.
5 | Services | 5.13 | Specialist installations | 5.13.3 | Specialist mechanical installations | 5.13.3.3 | Commissioning of installations.
5 | Services | 5.13 | Specialist installations | 5.13.4 | Specialist electrical/electronic installations | 5.13.4.1 | Specialist electrical and electronic installation or and systems: details to be stated.
5 | Services | 5.13 | Specialist installations | 5.13.4 | Specialist electrical/electronic installations | 5.13.4.2 | Testing of installations.
5 | Services | 5.13 | Specialist installations | 5.13.4 | Specialist electrical/electronic installations | 5.13.4.3 | Commissioning of installations.
5 | Services | 5.13 | Specialist installations | 5.13.5 | Water features | 5.13.5.1 | Water feature; details to be stated
5 | Services | 5.13 | Specialist installations | 5.13.5 | Water features | 5.13.5.2 | Testing of installations.
5 | Services | 5.13 | Specialist installations | 5.13.5 | Water features | 5.13.5.3 | Commissioning of installations.
5 | Services | 5.14 | Builders work in connection with services | 5.14.1 |  | 5.14.1.1 | Builder’s work in general areas: details to be stated.
5 | Services | 5.14 | Builders work in connection with services | 5.14.1 |  | 5.14.1.2 | Builder’s work to landlord areas: details to be stated.
5 | Services | 5.14 | Builders work in connection with services | 5.14.1 |  | 5.14.1.3 | Builder’s work to plant rooms: details to be stated.
5 | Services | 5.14 | Builders work in connection with services | 5.14.1 |  | 5.14.1.4 | Large plant and equipment bases: details, including overall size (in m), to be stated.
5 | Services | 5.14 | Builders work in connection with services | 5.14.1 |  | 5.14.1.5 | Fuel bunds: details, including construction and overall size (in m), to be stated.
6 | Prefabricated buildings and building units | 6.1 | Prefabricated buildings and building units | 6.1.1 | Complete buildings | 6.1.1.1 | Prefabricated modular buildings: details to be stated
6 | Prefabricated buildings and building units | 6.1 | Prefabricated buildings and building units | 6.1.1 | Complete buildings | 6.1.1.2 | On-site testing of installations
6 | Prefabricated buildings and building units | 6.1 | Prefabricated buildings and building units | 6.1.1 | Complete buildings | 6.1.1.3 | On-site commissioning of installations
6 | Prefabricated buildings and building units | 6.1 | Prefabricated buildings and building units | 6.1.2 | Building units | 6.1.2.1 | Prefabricated room units, including type of unit, GIFA of unit (m²) construction of unit and content of units, to be stated
6 | Prefabricated buildings and building units | 6.1 | Prefabricated buildings and building units | 6.1.2 | Building units | 6.1.2.2 | On-site testing of installations
6 | Prefabricated buildings and building units | 6.1 | Prefabricated buildings and building units | 6.1.2 | Building units | 6.1.2.3 | On-site commissioning of installations
6 | Prefabricated buildings and building units | 6.1 | Prefabricated buildings and building units | 6.1.3 | Pods | 6.1.3.1 | Prefabricated bathroom pods; details to be stated
6 | Prefabricated buildings and building units | 6.1 | Prefabricated buildings and building units | 6.1.3 | Pods | 6.1.3.2 | Prefabricated toilet pods; details to be stated
6 | Prefabricated buildings and building units | 6.1 | Prefabricated buildings and building units | 6.1.3 | Pods | 6.1.3.3 | Prefabricated shower room pods; details to be stated
6 | Prefabricated buildings and building units | 6.1 | Prefabricated buildings and building units | 6.1.3 | Pods | 6.1.3.4 | On-site testing of installations
6 | Prefabricated buildings and building units | 6.1 | Prefabricated buildings and building units | 6.1.3 | Pods | 6.1.3.5 | On-site commissioning of installations
7 | Work to existing buildings | 7.1 | Minor demolition works and alteration works | 7.1.1 | Minor demolition works and alteration works | 7.1.1.1 | Spot items: details to be stated.
7 | Work to existing buildings | 7.1 | Minor demolition works and alteration works | 7.1.1 | Minor demolition works and alteration works | 7.1.1.2 | Minor demolition works: details to be stated.
7 | Work to existing buildings | 7.1 | Minor demolition works and alteration works | 7.1.1 | Minor demolition works and alteration works | 7.1.1.3 | Removal: details to be stated.
7 | Work to existing buildings | 7.1 | Minor demolition works and alteration works | 7.1.1 | Minor demolition works and alteration works | 7.1.1.4 | Alteration works: details to be stated.
7 | Work to existing buildings | 7.2 | Repairs to existing services | 7.2.1 | Repairs to existing services | 7.2.1.1 | Equipment/plant repairs: details to be stated.
7 | Work to existing buildings | 7.2 | Repairs to existing services | 7.2.1 | Repairs to existing services | 7.2.1.2 | Overhauling services installations/systems: details to be stated.
7 | Work to existing buildings | 7.2 | Repairs to existing services | 7.2.1 | Repairs to existing services | 7.2.1.3 | testing of equipment/plant and/or installations.
7 | Work to existing buildings | 7.2 | Repairs to existing services | 7.2.1 | Repairs to existing services | 7.2.1.4 | Commissioning of equipment/plant and/or
7 | Work to existing buildings | 7.3 | Damp-proof courses/fungus and beetle eradication | 7.3.1 | Damp-proof courses/fungus and beetle eradication | 7.3.1.1 | Damp proof courses; details to be stated
7 | Work to existing buildings | 7.3 | Damp-proof courses/fungus and beetle eradication | 7.3.2 | Fungus/beetle eradication | 7.3.2.1 | Eradication treatment; details to be stated
7 | Work to existing buildings | 7.4 | Façade retention | 7.4.1 | Façade retention | 7.4.1.1 | Support structures: details to be stated.
7 | Work to existing buildings | 7.4 | Façade retention | 7.4.1 | Façade retention | 7.4.1.2 | Periodic technical inspections of support structures: details to be stated.
7 | Work to existing buildings | 7.4 | Façade retention | 7.4.1 | Façade retention | 7.4.1.3 | Removing support structures: details to be stated.
7 | Work to existing buildings | 7.5 | Cleaning existing surfaces | 7.5.1 | Cleaning | 7.5.1.1 | Cleaning existing surfaces; details to be stated
7 | Work to existing buildings | 7.5 | Cleaning existing surfaces | 7.5.2 | Protective coatings | 7.5.2.1 | Protective coatings to existing surfaces; details to be stated
7 | Work to existing buildings | 7.6 | Renovation works | 7.6.1 | Masonry repairs | 7.6.1.1 | Masonry repairs; details to be stated
7 | Work to existing buildings | 7.6 | Renovation works | 7.6.2 | Concrete repairs | 7.6.2.1 | Concrete repairs; details to be stated
7 | Work to existing buildings | 7.6 | Renovation works | 7.6.3 | Metal repairs | 7.6.3.1 | Metal repairs; details to be stated
7 | Work to existing buildings | 7.6 | Renovation works | 7.6.4 | Timber repairs | 7.6.4.1 | Timber repairs; details to be stated
7 | Work to existing buildings | 7.6 | Renovation works | 7.6.5 | Plastics repairs | 7.6.5.1 | Plastics repairs; details to be stated
8 | External works | 8.1 | Site preparation works | 8.1.1 | Site Clearance | 8.1.1.1 | Clearing vegetation: details to be stated.
8 | External works | 8.1 | Site preparation works | 8.1.1 | Site Clearance | 8.1.1.2 | Taking down trees: details to be stated.
8 | External works | 8.1 | Site preparation works | 8.1.1 | Site Clearance | 8.1.1.3 | Removing tree stumps and roots: details to be stated.
8 | External works | 8.1 | Site preparation works | 8.1.1 | Site Clearance | 8.1.1.4 | Tree protection: details to be stated.
8 | External works | 8.1 | Site preparation works | 8.1.1 | Site Clearance | 8.1.1.5 | Minor demolition works: details to be stated.
8 | External works | 8.1 | Site preparation works | 8.1.1 | Site Clearance | 8.1.1.6 | Applying herbicides: details to be stated.
8 | External works | 8.1 | Site preparation works | 8.1.2 | Preparatory groundworks | 8.1.2.1 | Forming new site contours and adjusting existing site levels: details to be stated.
8 | External works | 8.1 | Site preparation works | 8.1.2 | Preparatory groundworks | 8.1.2.2 | Breaking out existing substructures: details to be stated.
8 | External works | 8.1 | Site preparation works | 8.1.2 | Preparatory groundworks | 8.1.2.3 | Breaking out existing hard paving's: details to be stated.
8 | External works | 8.1 | Site preparation works | 8.1.2 | Preparatory groundworks | 8.1.2.4 | Grubbing up old drainage pipelines: details to be stated.
8 | External works | 8.1 | Site preparation works | 8.1.2 | Preparatory groundworks | 8.1.2.5 | Grubbing up old manholes and the like: details to be stated.
8 | External works | 8.1 | Site preparation works | 8.1.2 | Preparatory groundworks | 8.1.2.6 | Filling disused manholes and the like: details to be stated.
8 | External works | 8.1 | Site preparation works | 8.1.2 | Preparatory groundworks | 8.1.2.7 | Removing existing underground storage tanks, including disposal: details to be stated.
8 | External works | 8.2 | Roads, paths, paving's and surfacing's | 8.2.1 | Roads, paths and paving's | 8.2.1.1 | Roads: details, including width, to be stated.
8 | External works | 8.2 | Roads, paths, paving's and surfacing's | 8.2.1 | Roads, paths and paving's | 8.2.1.2 | Paths: details, including width, to be stated.
8 | External works | 8.2 | Roads, paths, paving's and surfacing's | 8.2.1 | Roads, paths and paving's | 8.2.1.3 | Paved areas, hardstanding's and the like: details to be stated.
8 | External works | 8.2 | Roads, paths, paving's and surfacing's | 8.2.1 | Roads, paths and paving's | 8.2.1.4 | Roundabouts: details to be stated.
8 | External works | 8.2 | Roads, paths, paving's and surfacing's | 8.2.1 | Roads, paths and paving's | 8.2.1.5 | Road crossings: details to be stated.
8 | External works | 8.2 | Roads, paths, paving's and surfacing's | 8.2.1 | Roads, paths and paving's | 8.2.1.6 | Steps: details to be stated.
8 | External works | 8.2 | Roads, paths, paving's and surfacing's | 8.2.1 | Roads, paths and paving's | 8.2.1.7 | Ramps: details to be stated.
8 | External works | 8.2 | Roads, paths, paving's and surfacing's | 8.2.1 | Roads, paths and paving's | 8.2.1.8 | Traffic calming accessories: details to be stated.
8 | External works | 8.2 | Roads, paths, paving's and surfacing's | 8.2.1 | Roads, paths and paving's | 8.2.1.9 | Tree grilles: details to be stated.
8 | External works | 8.2 | Roads, paths, paving's and surfacing's | 8.2.1 | Roads, paths and paving's | 8.2.1.10 | Vehicle protection barriers: details to be stated.
8 | External works | 8.2 | Roads, paths, paving's and surfacing's | 8.2.1 | Roads, paths and paving's | 8.2.1.11 | Bumpers: details to be stated
8 | External works | 8.2 | Roads, paths, paving's and surfacing's | 8.2.1 | Roads, paths and paving's | 8.2.1.12 | Pavement markings: details to be stated.
8 | External works | 8.2 | Roads, paths, paving's and surfacing's | 8.2.1 | Roads, paths and paving's | 8.2.1.13 | Repairs to existing roads, paths and paving's: details to be stated.
8 | External works | 8.2 | Roads, paths, paving's and surfacing's | 8.2.2 | Special surfacing's and paving's | 8.2.2.1 | Surfacing's and paving's: details to be stated.
8 | External works | 8.3 | Soft landscaping, planting and irrigation systems | 8.3.1 | Seeding and turfing | 8.3.1.1 | Grassed areas: details to be stated.
8 | External works | 8.3 | Soft landscaping, planting and irrigation systems | 8.3.1 | Seeding and turfing | 8.3.1.2 | Reinforced grass proprietary systems: details to be stated.
8 | External works | 8.3 | Soft landscaping, planting and irrigation systems | 8.3.1 | Seeding and turfing | 8.3.1.3 | Marking out of grass sports pitches: details to be stated.
8 | External works | 8.3 | Soft landscaping, planting and irrigation systems | 8.3.1 | Seeding and turfing | 8.3.1.4 | Work to existing grassed areas: details to be stated.
8 | External works | 8.3 | Soft landscaping, planting and irrigation systems | 8.3.1 | Seeding and turfing | 8.3.1.5 | Maintenance of grassed areas: details, including time period (weeks) to be stated.
8 | External works | 8.3 | Soft landscaping, planting and irrigation systems | 8.3.2 | External planting | 8.3.2.1 | Planting: details to be stated.
8 | External works | 8.3 | Soft landscaping, planting and irrigation systems | 8.3.2 | External planting | 8.3.2.2 | Planting reed beds: details to be stated.
8 | External works | 8.3 | Soft landscaping, planting and irrigation systems | 8.3.2 | External planting | 8.3.2.3 | Hedges: details to be stated.
8 | External works | 8.3 | Soft landscaping, planting and irrigation systems | 8.3.2 | External planting | 8.3.2.4 | Trees: details to be stated.
8 | External works | 8.3 | Soft landscaping, planting and irrigation systems | 8.3.2 | External planting | 8.3.2.5 | Woodland planting: details to be stated.
8 | External works | 8.3 | Soft landscaping, planting and irrigation systems | 8.3.2 | External planting | 8.3.2.6 | Tree surgery, thinning and pruning: details to be stated.
8 | External works | 8.3 | Soft landscaping, planting and irrigation systems | 8.3.2 | External planting | 8.3.2.7 | Maintenance work to plants and shrubs and planting beds: details, including time period (weeks), to be stated.
8 | External works | 8.3 | Soft landscaping, planting and irrigation systems | 8.3.2 | External planting | 8.3.2.8 | Maintenance work to trees: details, including number of occasions and time period (weeks), to be stated.
8 | External works | 8.3 | Soft landscaping, planting and irrigation systems | 8.3.2 | External planting | 8.3.2.9 | Maintenance work to hedges: details, including time period (weeks), to be stated.
8 | External works | 8.3 | Soft landscaping, planting and irrigation systems | 8.3.3 | Irrigation systems | 8.3.3.1 | Irrigation systems: details to be stated.
8 | External works | 8.3 | Soft landscaping, planting and irrigation systems | 8.3.3 | Irrigation systems | 8.3.3.2 | Testing of installations.
8 | External works | 8.3 | Soft landscaping, planting and irrigation systems | 8.3.3 | Irrigation systems | 8.3.3.3 | Commissioning of installations.
8 | External works | 8.4 | Fencing, railings and walls | 8.4.1 | Fencing and railings | 8.4.1.1 | Fencing: details, including height (m), to be stated.
8 | External works | 8.4 | Fencing, railings and walls | 8.4.1 | Fencing and railings | 8.4.1.2 | Railings: details, including height (m), to be stated.
8 | External works | 8.4 | Fencing, railings and walls | 8.4.1 | Fencing and railings | 8.4.1.3 | Gates: details to be stated.
8 | External works | 8.4 | Fencing, railings and walls | 8.4.2 | Walls and screens | 8.4.2.1 | Walls: details, including height (m), to be stated.
8 | External works | 8.4 | Fencing, railings and walls | 8.4.2 | Walls and screens | 8.4.2.2 | Screens: details, including height (m), to be stated.
8 | External works | 8.4 | Fencing, railings and walls | 8.4.2 | Walls and screens | 8.4.2.3 | Gates: details to be stated.
8 | External works | 8.4 | Fencing, railings and walls | 8.4.3 | Retaining Walls | 8.4.3.1 | Retaining walls: details, including height (m) above ground, to be stated.
8 | External works | 8.4 | Fencing, railings and walls | 8.4.4 | Barriers and guardrails | 8.4.4.1 | Vehicle restraint systems: details to be stated.
8 | External works | 8.4 | Fencing, railings and walls | 8.4.4 | Barriers and guardrails | 8.4.4.2 | Pedestrian restraint systems: details to be stated.
8 | External works | 8.4 | Fencing, railings and walls | 8.4.4 | Barriers and guardrails | 8.4.4.3 | Vehicle and pedestrian control barriers and gates: details to be stated.
8 | External works | 8.5 | External fixtures | 8.5.1 | Site/street furniture and equipment | 8.5.1.1 | Component details to be stated
8 | External works | 8.5 | External fixtures | 8.5.2 | Ornamental features | 8.5.2.1 | Water features: details to be stated.
8 | External works | 8.5 | External fixtures | 8.5.2 | Ornamental features | 8.5.2.2 | Other features: details to be stated.
8 | External works | 8.6 | External drainage | 8.6.1 | Surface Water and foul water drainage | 8.6.1.1 | Connections to statutory undertaker’s sewers: details to be stated.
8 | External works | 8.6 | External drainage | 8.6.1 | Surface Water and foul water drainage | 8.6.1.2 | Drainage runs; below ground: details, including depth of trench (m) and nominal size of pipe (mm), to be stated.
8 | External works | 8.6 | External drainage | 8.6.1 | Surface Water and foul water drainage | 8.6.1.3 | Drainage runs; above ground: details, including height above ground (m), nominal size of pipe (mm), to be stated.
8 | External works | 8.6 | External drainage | 8.6.1 | Surface Water and foul water drainage | 8.6.1.4 | Prefabricated channels: details, including nominal size, to be stated.
8 | External works | 8.6 | External drainage | 8.6.1 | Surface Water and foul water drainage | 8.6.1.5 | Manholes and the like: details, including depth (m), to be stated.
8 | External works | 8.6 | External drainage | 8.6.1 | Surface Water and foul water drainage | 8.6.1.6 | Alterations to existing external drainage systems: details to be stated.
8 | External works | 8.6 | External drainage | 8.6.1 | Surface Water and foul water drainage | 8.6.1.7 | Work to existing manholes or the like: details to be stated.
8 | External works | 8.6 | External drainage | 8.6.1 | Surface Water and foul water drainage | 8.6.1.8 | Clearing existing drains: details to be stated.
8 | External works | 8.6 | External drainage | 8.6.1 | Surface Water and foul water drainage | 8.6.1.9 | Sealing redundant drains: details to be stated.
8 | External works | 8.6 | External drainage | 8.6.1 | Surface Water and foul water drainage | 8.6.1.10 | Filling disused manholes or the like: details to be stated.
8 | External works | 8.6 | External drainage | 8.6.1 | Surface Water and foul water drainage | 8.6.1.11 | Testing of installations.
8 | External works | 8.6 | External drainage | 8.6.1 | Surface Water and foul water drainage | 8.6.1.12 | Commissioning of installations.
8 | External works | 8.6 | External drainage | 8.6.2 | Ancillary drainage systems | 8.6.2.1 | Pumping stations: details to be stated.
8 | External works | 8.6 | External drainage | 8.6.2 | Ancillary drainage systems | 8.6.2.2 | Ejector stations: details to be stated.
8 | External works | 8.6 | External drainage | 8.6.2 | Ancillary drainage systems | 8.6.2.3 | Storage/retention tanks and vessels: details to be stated.
8 | External works | 8.6 | External drainage | 8.6.2 | Ancillary drainage systems | 8.6.2.4 | Sewage treatment systems: details to be stated.
8 | External works | 8.6 | External drainage | 8.6.2 | Ancillary drainage systems | 8.6.2.5 | Enzyme systems: details to be stated.
8 | External works | 8.6 | External drainage | 8.6.2 | Ancillary drainage systems | 8.6.2.6 | Sustainable urban drainage schemes: details to be stated.
8 | External works | 8.6 | External drainage | 8.6.2 | Ancillary drainage systems | 8.6.2.7 | Testing of installations.
8 | External works | 8.6 | External drainage | 8.6.2 | Ancillary drainage systems | 8.6.2.8 | Commissioning of installations.
8 | External works | 8.6 | External drainage | 8.6.3 | External chemical, toxic and industrial liquid waste drainage | 8.6.3.1 | Drainage runs; below ground: details, including depth of trench (m) and nominal size of pipe (mm), to be stated.
8 | External works | 8.6 | External drainage | 8.6.3 | External chemical, toxic and industrial liquid waste drainage | 8.6.3.2 | Drainage runs; above ground: details, including height above ground (m) and nominal size of pipe (mm), to be stated.
8 | External works | 8.6 | External drainage | 8.6.3 | External chemical, toxic and industrial liquid waste drainage | 8.6.3.3 | Equipment and plant: details to be stated.
8 | External works | 8.6 | External drainage | 8.6.3 | External chemical, toxic and industrial liquid waste drainage | 8.6.3.4 | Testing of installations.
8 | External works | 8.6 | External drainage | 8.6.3 | External chemical, toxic and industrial liquid waste drainage | 8.6.3.5 | Commissioning of installations.
8 | External works | 8.6 | External drainage | 8.6.3 | External chemical, toxic and industrial liquid waste drainage | 8.6.4.1 | Drainage runs; below ground: details, including depth of trench (m) and nominal size of pipe (mm), to be stated.
8 | External works | 8.6 | External drainage | 8.6.3 | External chemical, toxic and industrial liquid waste drainage | 8.6.4.2 | Manholes and the like: details, including depth (m), to be stated.
8 | External works | 8.6 | External drainage | 8.6.3 | External chemical, toxic and industrial liquid waste drainage | 8.6.4.3 | Drainage blankets: details to be stated.
8 | External works | 8.6 | External drainage | 8.6.3 | External chemical, toxic and industrial liquid waste drainage | 8.6.4.4 | Land drainage to parkland: details, including centres of main runs (m) and laterals (m), to be stated.
8 | External works | 8.6 | External drainage | 8.6.3 | External chemical, toxic and industrial liquid waste drainage | 8.6.4.5 | Testing of installations.
8 | External works | 8.6 | External drainage | 8.6.3 | External chemical, toxic and industrial liquid waste drainage | 8.6.4.6 | Commissioning of installations.
8 | External works | 8.7 | External services | 8.7.1 | Water mains supply | 8.7.1.1 | Connections to statutory undertaker’s water main: details to be stated.
8 | External works | 8.7 | External services | 8.7.1 | Water mains supply | 8.7.1.2 | Connections to external plant and equipment: details to be stated.
8 | External works | 8.7 | External services | 8.7.1 | Water mains supply | 8.7.1.3 | Service runs: details to be stated.
8 | External works | 8.7 | External services | 8.7.1 | Water mains supply | 8.7.1.4 | Rainwater harvesting systems: details, including the number of collection points (nr), to be stated.
8 | External works | 8.7 | External services | 8.7.1 | Water mains supply | 8.7.1.5 | Grey water systems: details, including the number of collection points (nr), to be stated.
8 | External works | 8.7 | External services | 8.7.1 | Water mains supply | 8.7.1.6 | Testing of installations.
8 | External works | 8.7 | External services | 8.7.1 | Water mains supply | 8.7.1.7 | Commissioning of installations.
8 | External works | 8.7 | External services | 8.7.2 | Electricity mains supply | 8.7.2.1 | Connections to statutory undertaker’s electricity main: details to be stated.
8 | External works | 8.7 | External services | 8.7.2 | Electricity mains supply | 8.7.2.2 | Service runs: details to be stated.
8 | External works | 8.7 | External services | 8.7.2 | Electricity mains supply | 8.7.2.3 | Transformer sub-stations: details to be stated.
8 | External works | 8.7 | External services | 8.7.2 | Electricity mains supply | 8.7.2.4 | External electricity generation installation/plant: details to be stated.
8 | External works | 8.7 | External services | 8.7.3 | External transformation devices | 8.7.3.1 | Wind turbines: details to be stated.
8 | External works | 8.7 | External services | 8.7.3 | External transformation devices | 8.7.3.2 | Photovoltaic devices: details, including surface area of units (m2), to be stated.
8 | External works | 8.7 | External services | 8.7.3 | External transformation devices | 8.7.3.3 | Other transformation devices: details to be stated.
8 | External works | 8.7 | External services | 8.7.3 | External transformation devices | 8.7.3.4 | Testing of installations.
8 | External works | 8.7 | External services | 8.7.3 | External transformation devices | 8.7.3.5 | Commissioning of installations.
8 | External works | 8.7 | External services | 8.7.4 | Electricity distribution to external plant and equipment | 8.7.4.1 | Connections to external plant or equipment: details to be stated.
8 | External works | 8.7 | External services | 8.7.4 | Electricity distribution to external plant and equipment | 8.7.4.2 | Connections to external equipment: details to be stated.
8 | External works | 8.7 | External services | 8.7.4 | Electricity distribution to external plant and equipment | 8.7.4.3 | Service runs: details to be stated.
8 | External works | 8.7 | External services | 8.7.4 | Electricity distribution to external plant and equipment | 8.7.4.4 | Testing of installations.
8 | External works | 8.7 | External services | 8.7.4 | Electricity distribution to external plant and equipment | 8.7.4.5 | Commissioning of installations.
8 | External works | 8.7 | External services | 8.7.5 | Gas Mains supply | 8.7.5.1 | Connections to statutory undertaker’s gas main: details to be stated.
8 | External works | 8.7 | External services | 8.7.5 | Gas Mains supply | 8.7.5.2 | Service runs: details to be stated.
8 | External works | 8.7 | External services | 8.7.5 | Gas Mains supply | 8.7.5.3 | Governing stations: details to be stated.
8 | External works | 8.7 | External services | 8.7.5 | Gas Mains supply | 8.7.5.4 | Testing of installations.
8 | External works | 8.7 | External services | 8.7.5 | Gas Mains supply | 8.7.5.5 | Commissioning of installations.
8 | External works | 8.7 | External services | 8.7.6 | Telecommunications and other communication system connections | 8.7.6.1 | Telecommunication connections: details to be stated.
8 | External works | 8.7 | External services | 8.7.6 | Telecommunications and other communication system connections | 8.7.6.2 | Cable television connections: details to be stated.
8 | External works | 8.7 | External services | 8.7.6 | Telecommunications and other communication system connections | 8.7.6.3 | Other communication connections: details to be stated.
8 | External works | 8.7 | External services | 8.7.6 | Telecommunications and other communication system connections | 8.7.6.4 | Service runs: details to be stated.
8 | External works | 8.7 | External services | 8.7.6 | Telecommunications and other communication system connections | 8.7.6.5 | Testing of installations.
8 | External works | 8.7 | External services | 8.7.6 | Telecommunications and other communication system connections | 8.7.6.6 | Commissioning of installations.
8 | External works | 8.7 | External services | 8.7.7 | External fuel storage and piped distribution systems | 8.7.7.1 | Fuel storage and piped distribution systems: details to be stated.
8 | External works | 8.7 | External services | 8.7.7 | External fuel storage and piped distribution systems | 8.7.7.2 | Service runs: details to be stated.
8 | External works | 8.7 | External services | 8.7.7 | External fuel storage and piped distribution systems | 8.7.7.3 | Testing of installations.
8 | External works | 8.7 | External services | 8.7.7 | External fuel storage and piped distribution systems | 8.7.7.4 | Commissioning of installations.
8 | External works | 8.7 | External services | 8.7.8 | External security systems | 8.7.8.1 | Surveillance equipment: details of each type of system to be stated.
8 | External works | 8.7 | External services | 8.7.8 | External security systems | 8.7.8.2 | Security detection equipment: details of each type of system to be stated.
8 | External works | 8.7 | External services | 8.7.8 | External security systems | 8.7.8.3 | Security alarm equipment: details of each type of system to be stated.
8 | External works | 8.7 | External services | 8.7.8 | External security systems | 8.7.8.4 | Gate access control systems: details of each type of system to be stated.
8 | External works | 8.7 | External services | 8.7.8 | External security systems | 8.7.8.5 | Gate entry systems: details of each type of system to be stated.
8 | External works | 8.7 | External services | 8.7.8 | External security systems | 8.7.8.6 | Security lights and lighting systems: details of each type of system to be stated.
8 | External works | 8.7 | External services | 8.7.8 | External security systems | 8.7.8.7 | Other security systems: details of each type of system to be stated.
8 | External works | 8.7 | External services | 8.7.8 | External security systems | 8.7.8.8 | Service runs: details to be stated.
8 | External works | 8.7 | External services | 8.7.8 | External security systems | 8.7.8.9 | Testing of installations.
8 | External works | 8.7 | External services | 8.7.8 | External security systems | 8.7.8.10 | Commissioning of installations.
8 | External works | 8.7 | External services | 8.7.9 | External street lighting systems | 8.7.9.1 | External lighting to pedestrian areas: details to be stated.
8 | External works | 8.7 | External services | 8.7.9 | External street lighting systems | 8.7.9.2 | External lighting to paths: details to be stated.
8 | External works | 8.7 | External services | 8.7.9 | External street lighting systems | 8.7.9.3 | External lighting to roads: details to be stated.
8 | External works | 8.7 | External services | 8.7.9 | External street lighting systems | 8.7.9.4 | Illuminated traffic signs: details to be stated.
8 | External works | 8.7 | External services | 8.7.9 | External street lighting systems | 8.7.9.5 | Testing of installations.
8 | External works | 8.7 | External services | 8.7.9 | External street lighting systems | 8.7.9.6 | Commissioning of installations.
8 | External works | 8.7 | External services | 8.7.10 | Local/district heating installations | 8.7.10.1 | Heat source associated plant and equipment: details to be stated.
8 | External works | 8.7 | External services | 8.7.10 | Local/district heating installations | 8.7.10.2 | Service runs: details to be stated.
8 | External works | 8.7 | External services | 8.7.10 | Local/district heating installations | 8.7.10.3 | External heating ducts and duct access covers: details to be stated.
8 | External works | 8.7 | External services | 8.7.10 | Local/district heating installations | 8.7.10.4 | Testing of installations.
8 | External works | 8.7 | External services | 8.7.10 | Local/district heating installations | 8.7.10.5 | Commissioning of installations.
8 | External works | 8.7 | External services | 8.7.11 | Builder’s work in connection with external services | 8.7.11.1 | Ducts and the like: details to be stated.
8 | External works | 8.7 | External services | 8.7.11 | Builder’s work in connection with external services | 8.7.11.2 | Supports to external storage tanks, vessels and the like: details to be stated.
8 | External works | 8.7 | External services | 8.7.11 | Builder’s work in connection with external services | 8.7.11.3 | Fuel bunds and the like to storage/retention tanks and vessels: details to be stated.
8 | External works | 8.7 | External services | 8.7.11 | Builder’s work in connection with external services | 8.7.11.4 | Protective compounds, fencing, storage racks associated with LPG installations and the like: details to be stated.
8 | External works | 8.7 | External services | 8.7.11 | Builder’s work in connection with external services | 8.7.11.5 | Protective compounds, connected with transformer sub-stations and the like: details to be stated.
8 | External works | 8.7 | External services | 8.7.11 | Builder’s work in connection with external services | 8.7.11.6 | Bases for services equipment: details, including size, to be stated.
8 | External works | 8.7 | External services | 8.7.11 | Builder’s work in connection with external services | 8.7.11.7 | Other builder’s work in connection with external services: details to be stated.
8 | External works | 8.7 | External services | 8.7.11 | Builder’s work in connection with external services | 8.7.11.8 | Testing of installations.
8 | External works | 8.7 | External services | 8.7.11 | Builder’s work in connection with external services | 8.7.11.9 | Commissioning of installations.
8 | External works | 8.8 | Minor building works and ancillary buildings | 8.8.1 | Minor building works | 8.8.1.1 | Refurbishment of existing ancillary buildings: details, including GIFA (m2), to be stated.
8 | External works | 8.8 | Minor building works and ancillary buildings | 8.8.1 | Minor building works | 8.8.1.2 | Overhauling existing mechanical and electrical plant and equipment: details to be stated.
8 | External works | 8.8 | Minor building works and ancillary buildings | 8.8.1 | Minor building works | 8.8.1.3 | Repairs to existing fences, railings, walls and screen walls: details to be stated.
8 | External works | 8.8 | Minor building works and ancillary buildings | 8.8.2 | Ancillary buildings and structures | 8.8.2.1 | Minor ancillary building – built: details, including GIFA (m2), to be stated.
8 | External works | 8.8 | Minor building works and ancillary buildings | 8.8.2 | Ancillary buildings and structures | 8.8.2.2 | Minor ancillary building – prefabricated/ proprietary: details to be stated.
8 | External works | 8.8 | Minor building works and ancillary buildings | 8.8.3 | Underpinning to external site boundary walls | 8.8.3.1 | Underpinning to external site boundary walls and the like: details to be stated.

## NRM1 Main Contractor (hidden)
| Group Element |  | Element |  | Sub-element |  | Component
| Level 2 |  | Level 3 |  | Level 4 |  | Level 5
9 | Main Contractor Preliminaries | 9.1 | Employers Requirements | 9.1.1 | Site accommodation | 9.1.1.1 | Site accommodation
9 | Main Contractor Preliminaries | 9.1 | Employers Requirements | 9.1.2 | Site records | 9.1.2.1 | Site records
9 | Main Contractor Preliminaries | 9.1 | Employers Requirements | 9.1.3 | Completion and post completion requirements | 9.1.3.1 | Completion and post completion requirements
9 | Main Contractor Preliminaries | 9.2 | Main contractors cost items | 9.2.1 | Management and staff | 9.2.1.1 | Management and staff
9 | Main Contractor Preliminaries | 9.2 | Main contractors cost items | 9.2.2 | Site establishment | 9.2.2.1 | Site establishment
9 | Main Contractor Preliminaries | 9.2 | Main contractors cost items | 9.2.3 | Temporary services | 9.2.3.1 | Temporary services
9 | Main Contractor Preliminaries | 9.2 | Main contractors cost items | 9.2.4 | Security | 9.2.4.1 | Security
9 | Main Contractor Preliminaries | 9.2 | Main contractors cost items | 9.2.5 | Safety and environmental protection | 9.2.5.1 | Safety and environmental protection
9 | Main Contractor Preliminaries | 9.2 | Main contractors cost items | 9.2.6 | Control and protection | 9.2.6.1 | Control and protection
9 | Main Contractor Preliminaries | 9.2 | Main contractors cost items | 9.2.7 | Mechanical plant | 9.2.7.1 | Mechanical plant
9 | Main Contractor Preliminaries | 9.2 | Main contractors cost items | 9.2.8 | Temporary works | 9.2.8.1 | Temporary works
9 | Main Contractor Preliminaries | 9.2 | Main contractors cost items | 9.2.9 | Site records | 9.2.9.1 | Site records
9 | Main Contractor Preliminaries | 9.2 | Main contractors cost items | 9.2.10 | Completion and post completion requirements | 9.2.10.1 | Completion and post completion requirements
9 | Main Contractor Preliminaries | 9.2 | Main contractors cost items | 9.2.11 | Cleaning | 9.2.11.1 | Cleaning
9 | Main Contractor Preliminaries | 9.2 | Main contractors cost items | 9.2.12 | Fees and charges | 9.2.12.1 | Fees and charges
9 | Main Contractor Preliminaries | 9.2 | Main contractors cost items | 9.2.13 | Site services | 9.2.13.1 | Site services
9 | Main Contractor Preliminaries | 9.2 | Main contractors cost items | 9.2.14 | Insurance, bonds, guarantees and warranties | 9.2.14.1 | Insurance, bonds, guarantees and warranties
10 | Main Contractor Overheads and Profit | 10.1 | Main contractors overheads | 10.1.1 | Main contractors overheads | 10.1.1.1 | Main contractors overheads
11 | Main Contractor Overheads and Profit | 10.2 | Main contractors profit | 10.2.1 | Main contractors profit | 10.2.1.1 | Main contractors profit

## NRM1 On Costs (hidden)
| Group Element |  | Element |  | Sub-element |  | Component
| Level 2 |  | Level 3 |  | Level 4 |  | Level 5
11 | Project / design team fees | 11.1 | Consultants fees | 11.1.1 | Consultants fees | 11.1.1.1 | Consultants fees
11 | Project / design team fees | 11.2 | Main contractor pre-construction fees | 11.2.1 | Main contractor pre-construction fees | 11.2.1.1 | Main contractor pre-construction fees
11 | Project / design team fees | 11.3 | Main contractor design fees | 11.3.1 | Main contractor design fees | 11.3.1.1 | Main contractor design fees
12 | Other development/project costs | 12.1 | Other development/project costs | 12.1.1 | Other development/project costs | 12.1.1.1 | Land acquisition costs
12 | Other development/project costs | 12.1 | Other development/project costs | 12.1.1 | Other development/project costs | 12.1.1.2 | Employer finance costs
12 | Other development/project costs | 12.1 | Other development/project costs | 12.1.1 | Other development/project costs | 12.1.1.3 | Fees
12 | Other development/project costs | 12.1 | Other development/project costs | 12.1.1 | Other development/project costs | 12.1.1.4 | Charges
12 | Other development/project costs | 12.1 | Other development/project costs | 12.1.1 | Other development/project costs | 12.1.1.5 | Planning contributions
12 | Other development/project costs | 12.1 | Other development/project costs | 12.1.1 | Other development/project costs | 12.1.1.6 | Insurances
12 | Other development/project costs | 12.1 | Other development/project costs | 12.1.1 | Other development/project costs | 12.1.1.7 | Archaeological field work
12 | Other development/project costs | 12.1 | Other development/project costs | 12.1.1 | Other development/project costs | 12.1.1.8 | Other specialist field works
12 | Other development/project costs | 12.1 | Other development/project costs | 12.1.1 | Other development/project costs | 12.1.1.9 | Decanting and relocation costs
12 | Other development/project costs | 12.1 | Other development/project costs | 12.1.1 | Other development/project costs | 12.1.1.10 | Fittings Furnishings and equipment
12 | Other development/project costs | 12.1 | Other development/project costs | 12.1.1 | Other development/project costs | 12.1.1.11 | Tenants costs/contributions
12 | Other development/project costs | 12.1 | Other development/project costs | 12.1.1 | Other development/project costs | 12.1.1.12 | Marketing costs
12 | Other development/project costs | 12.1 | Other development/project costs | 12.1.1 | Other development/project costs | 12.1.1.13 | Other employer costs
13 | Risk | 13.1 | Design development risks | 13.1.1 | Design development risks | 13.1.1.1 | Design development risks
13 | Risk | 13.2 | Construction risks | 13.2.1 | Construction risks | 13.2.1.1 | Construction risks
13 | Risk | 13.3 | Employer change risks | 13.3.1 | Employer change risks | 13.3.1.1 | Employer change risks
13 | Risk | 13.4 | Employer other risks | 13.4.1 | Employer other risks | 13.4.1.1 | Employer other risks
14 | Inflation | 14.1 | Tender Inflation | 14.1.1 | Tender Inflation | 14.1.1.1 | Tender Inflation
14 | Inflation | 14.2 | Construction Inflation | 14.2.1 | Construction Inflation | 14.2.1.1 | Construction Inflation